## Compressed
http://www.ohio.edu/mechanical/thermo/property_tables/H2O/ | [12 empty] | Calculated by X-Steam Tables | [11 empty] | Error (%)
Compressed Liquid Water Properties | [12 empty] | (prepared by Akira Hoshino)
| Pressure | 5 | MPa |  |  | 10 | MPa |  |  | 15 | MPa
Temp | density | energy | enthalpy | entropy | density | energy | enthalpy | entropy | density | energy | enthalpy | entropy | density | energy | enthalpy | entropy | volume | energy | enthalpy | entropy | volume | energy | enthalpy | entropy | volume | energy | enthalpy | entropy | volume | energy | enthalpy | entropy | volume | energy | enthalpy | entropy
deg C | kg/m^3 | u(kJ/kg) | h(kJ/kg) | s(kJ/kg.K) | kg/m^3 | u(kJ/kg) | h(kJ/kg) | s(kJ/kg.K) | kg/m^3 | u(kJ/kg) | h(kJ/kg) | s(kJ/kg.K) | kg/m^3 | u(kJ/kg) | h(kJ/kg) | s(kJ/kg.K) | v(m^3/kg) | u(kJ/kg) | h(kJ/kg) | s(kJ/kg.K) | v(m^3/kg) | u(kJ/kg) | h(kJ/kg) | s(kJ/kg.K) | v(m^3/kg) | u(kJ/kg) | h(kJ/kg) | s(kJ/kg.K) | v(m^3/kg) | u(kJ/kg) | h(kJ/kg) | s(kJ/kg.K) | v(m^3/kg) | u(kJ/kg) | h(kJ/kg) | s(kJ/kg.K)
20 | 1000.4 | 83.609 | 88.607 | 0.29543 | 1002.7 | 83.308 | 93.281 | 0.29435 | 1004.9 | 83.007 | 97.934 | 0.29323 | #VALUE! | #VALUE! | #VALUE! | #VALUE! | #VALUE! | #VALUE! | #VALUE! | #VALUE! | #VALUE! | #VALUE! | #VALUE! | #VALUE! | #VALUE! | #VALUE! | #VALUE! | #VALUE! | #VALUE! | #VALUE! | #VALUE! | #VALUE! | #VALUE! | #VALUE! | #VALUE! | #VALUE!
40 | 994.36 | 166.92 | 171.95 | 0.57046 | 996.52 | 166.33 | 176.36 | 0.56851 | 998.65 | 165.75 | 180.77 | 0.56656 | #VALUE! | #VALUE! | #VALUE! | #VALUE! | #VALUE! | #VALUE! | #VALUE! | #VALUE! | #VALUE! | #VALUE! | #VALUE! | #VALUE! | #VALUE! | #VALUE! | #VALUE! | #VALUE! | #VALUE! | #VALUE! | #VALUE! | #VALUE! | #VALUE! | #VALUE! | #VALUE! | #VALUE!
60 | 985.33 | 250.29 | 255.36 | 0.82865 | 987.48 | 249.42 | 259.55 | 0.82602 | 989.6 | 248.58 | 263.74 | 0.8234 | #VALUE! | #VALUE! | #VALUE! | #VALUE! | #VALUE! | #VALUE! | #VALUE! | #VALUE! | #VALUE! | #VALUE! | #VALUE! | #VALUE! | #VALUE! | #VALUE! | #VALUE! | #VALUE! | #VALUE! | #VALUE! | #VALUE! | #VALUE! | #VALUE! | #VALUE! | #VALUE! | #VALUE!
80 | 973.97 | 333.82 | 338.95 | 1.0723 | 976.17 | 332.69 | 342.94 | 1.0691 | 978.35 | 331.59 | 346.92 | 1.0659 | #VALUE! | #VALUE! | #VALUE! | #VALUE! | #VALUE! | #VALUE! | #VALUE! | #VALUE! | #VALUE! | #VALUE! | #VALUE! | #VALUE! | #VALUE! | #VALUE! | #VALUE! | #VALUE! | #VALUE! | #VALUE! | #VALUE! | #VALUE! | #VALUE! | #VALUE! | #VALUE! | #VALUE!
100 | 960.63 | 417.64 | 422.85 | 1.3034 | 962.93 | 416.23 | 426.62 | 1.2996 | 965.2 | 414.85 | 430.39 | 1.2958 | #VALUE! | #VALUE! | #VALUE! | #VALUE! | #VALUE! | #VALUE! | #VALUE! | #VALUE! | #VALUE! | #VALUE! | #VALUE! | #VALUE! | #VALUE! | #VALUE! | #VALUE! | #VALUE! | #VALUE! | #VALUE! | #VALUE! | #VALUE! | #VALUE! | #VALUE! | #VALUE! | #VALUE!
120 | 945.49 | 501.9 | 507.19 | 1.5236 | 947.94 | 500.18 | 510.73 | 1.5191 | 950.35 | 498.49 | 514.28 | 1.5148 | #VALUE! | #VALUE! | #VALUE! | #VALUE! | #VALUE! | #VALUE! | #VALUE! | #VALUE! | #VALUE! | #VALUE! | #VALUE! | #VALUE! | #VALUE! | #VALUE! | #VALUE! | #VALUE! | #VALUE! | #VALUE! | #VALUE! | #VALUE! | #VALUE! | #VALUE! | #VALUE! | #VALUE!
140 | 928.63 | 586.79 | 592.18 | 1.7344 | 931.28 | 584.71 | 595.45 | 1.7293 | 933.87 | 582.69 | 598.75 | 1.7243 | #VALUE! | #VALUE! | #VALUE! | #VALUE! | #VALUE! | #VALUE! | #VALUE! | #VALUE! | #VALUE! | #VALUE! | #VALUE! | #VALUE! | #VALUE! | #VALUE! | #VALUE! | #VALUE! | #VALUE! | #VALUE! | #VALUE! | #VALUE! | #VALUE! | #VALUE! | #VALUE! | #VALUE!
160 | 910.05 | 672.55 | 678.04 | 1.9374 | 912.95 | 670.06 | 681.01 | 1.9315 | 915.79 | 667.63 | 684.01 | 1.9259 | #VALUE! | #VALUE! | #VALUE! | #VALUE! | #VALUE! | #VALUE! | #VALUE! | #VALUE! | #VALUE! | #VALUE! | #VALUE! | #VALUE! | #VALUE! | #VALUE! | #VALUE! | #VALUE! | #VALUE! | #VALUE! | #VALUE! | #VALUE! | #VALUE! | #VALUE! | #VALUE! | #VALUE!
180 | 889.65 | 759.46 | 765.08 | 2.1338 | 892.88 | 756.48 | 767.68 | 2.1271 | 896.04 | 753.58 | 770.32 | 2.1206 | #VALUE! | #VALUE! | #VALUE! | #VALUE! | #VALUE! | #VALUE! | #VALUE! | #VALUE! | #VALUE! | #VALUE! | #VALUE! | #VALUE! | #VALUE! | #VALUE! | #VALUE! | #VALUE! | #VALUE! | #VALUE! | #VALUE! | #VALUE! | #VALUE! | #VALUE! | #VALUE! | #VALUE!
200 | 867.26 | 847.91 | 853.68 | 2.3251 | 870.94 | 844.31 | 855.8 | 2.3174 | 874.5 | 840.84 | 857.99 | 2.31 | #VALUE! | #VALUE! | #VALUE! | #VALUE! | #VALUE! | #VALUE! | #VALUE! | #VALUE! | #VALUE! | #VALUE! | #VALUE! | #VALUE! | #VALUE! | #VALUE! | #VALUE! | #VALUE! | #VALUE! | #VALUE! | #VALUE! | #VALUE! | #VALUE! | #VALUE! | #VALUE! | #VALUE!
220 | 842.58 | 938.39 | 944.32 | 2.5127 | 846.84 | 934 | 945.81 | 2.5037 | 850.95 | 929.8 | 947.43 | 2.4951 | #VALUE! | #VALUE! | #VALUE! | #VALUE! | #VALUE! | #VALUE! | #VALUE! | #VALUE! | #VALUE! | #VALUE! | #VALUE! | #VALUE! | #VALUE! | #VALUE! | #VALUE! | #VALUE! | #VALUE! | #VALUE! | #VALUE! | #VALUE! | #VALUE! | #VALUE! | #VALUE! | #VALUE!
240 | 815.1 | 1031.6 | 1037.7 | 2.6983 | 820.18 | 1026.1 | 1038.3 | 2.6876 | 825.03 | 1021 | 1039.2 | 2.6774 | #VALUE! | #VALUE! | #VALUE! | #VALUE! | #VALUE! | #VALUE! | #VALUE! | #VALUE! | #VALUE! | #VALUE! | #VALUE! | #VALUE! | #VALUE! | #VALUE! | #VALUE! | #VALUE! | #VALUE! | #VALUE! | #VALUE! | #VALUE! | #VALUE! | #VALUE! | #VALUE! | #VALUE!
260 | 784.03 | 1128.5 | 1134.9 | 2.8841 | 790.3 | 1121.6 | 1134.3 | 2.871 | 796.2 | 1115.1 | 1134 | 2.8586 | #VALUE! | #VALUE! | #VALUE! | #VALUE! | #VALUE! | #VALUE! | #VALUE! | #VALUE! | #VALUE! | #VALUE! | #VALUE! | #VALUE! | #VALUE! | #VALUE! | #VALUE! | #VALUE! | #VALUE! | #VALUE! | #VALUE! | #VALUE! | #VALUE! | #VALUE! | #VALUE! | #VALUE!
| Pressure | 20 | MPa |  |  | 25 | MPa |  |  | 30 | MPa
Temp | density | energy | enthalpy | entropy | density | energy | enthalpy | entropy | density | energy | enthalpy | entropy
deg C | kg/m^3 | u(kJ/kg) | h(kJ/kg) | s(kJ/kg.K) | kg/m^3 | u(kJ/kg) | h(kJ/kg) | s(kJ/kg.K) | kg/m^3 | u(kJ/kg) | h(kJ/kg) | s(kJ/kg.K)
20 | 1007.1 | 82.708 | 102.57 | 0.29207 | 1009.3 | 82.409 | 107.18 | 0.29089 | 1011.5 | 82.112 | 111.77 | 0.28968 | #VALUE! | #VALUE! | #VALUE! | #VALUE! | #VALUE! | #VALUE! | #VALUE! | #VALUE! | #VALUE! | #VALUE! | #VALUE! | #VALUE! | #VALUE! | #VALUE! | #VALUE! | #VALUE! | #VALUE! | #VALUE! | #VALUE! | #VALUE! | #VALUE! | #VALUE! | #VALUE! | #VALUE!
40 | 1000.8 | 165.17 | 185.16 | 0.56461 | 1002.9 | 164.61 | 189.53 | 0.56265 | 1004.9 | 164.05 | 193.9 | 0.56069 | #VALUE! | #VALUE! | #VALUE! | #VALUE! | #VALUE! | #VALUE! | #VALUE! | #VALUE! | #VALUE! | #VALUE! | #VALUE! | #VALUE! | #VALUE! | #VALUE! | #VALUE! | #VALUE! | #VALUE! | #VALUE! | #VALUE! | #VALUE! | #VALUE! | #VALUE! | #VALUE! | #VALUE!
60 | 991.71 | 247.75 | 267.92 | 0.8208 | 993.79 | 246.94 | 272.09 | 0.81821 | 995.84 | 246.14 | 276.26 | 0.81564 | #VALUE! | #VALUE! | #VALUE! | #VALUE! | #VALUE! | #VALUE! | #VALUE! | #VALUE! | #VALUE! | #VALUE! | #VALUE! | #VALUE! | #VALUE! | #VALUE! | #VALUE! | #VALUE! | #VALUE! | #VALUE! | #VALUE! | #VALUE! | #VALUE! | #VALUE! | #VALUE! | #VALUE!
80 | 980.49 | 330.5 | 350.9 | 1.0627 | 982.61 | 329.44 | 354.88 | 1.0595 | 984.71 | 328.4 | 358.86 | 1.0564 | #VALUE! | #VALUE! | #VALUE! | #VALUE! | #VALUE! | #VALUE! | #VALUE! | #VALUE! | #VALUE! | #VALUE! | #VALUE! | #VALUE! | #VALUE! | #VALUE! | #VALUE! | #VALUE! | #VALUE! | #VALUE! | #VALUE! | #VALUE! | #VALUE! | #VALUE! | #VALUE! | #VALUE!
100 | 967.44 | 413.5 | 434.17 | 1.292 | 969.65 | 412.17 | 437.95 | 1.2883 | 971.82 | 410.87 | 441.74 | 1.2847 | #VALUE! | #VALUE! | #VALUE! | #VALUE! | #VALUE! | #VALUE! | #VALUE! | #VALUE! | #VALUE! | #VALUE! | #VALUE! | #VALUE! | #VALUE! | #VALUE! | #VALUE! | #VALUE! | #VALUE! | #VALUE! | #VALUE! | #VALUE! | #VALUE! | #VALUE! | #VALUE! | #VALUE!
120 | 952.72 | 496.85 | 517.84 | 1.5105 | 955.05 | 495.24 | 521.41 | 1.5062 | 957.35 | 493.66 | 525 | 1.502 | #VALUE! | #VALUE! | #VALUE! | #VALUE! | #VALUE! | #VALUE! | #VALUE! | #VALUE! | #VALUE! | #VALUE! | #VALUE! | #VALUE! | #VALUE! | #VALUE! | #VALUE! | #VALUE! | #VALUE! | #VALUE! | #VALUE! | #VALUE! | #VALUE! | #VALUE! | #VALUE! | #VALUE!
140 | 936.42 | 580.71 | 602.07 | 1.7194 | 938.93 | 578.78 | 605.41 | 1.7146 | 941.39 | 576.89 | 608.76 | 1.7098 | #VALUE! | #VALUE! | #VALUE! | #VALUE! | #VALUE! | #VALUE! | #VALUE! | #VALUE! | #VALUE! | #VALUE! | #VALUE! | #VALUE! | #VALUE! | #VALUE! | #VALUE! | #VALUE! | #VALUE! | #VALUE! | #VALUE! | #VALUE! | #VALUE! | #VALUE! | #VALUE! | #VALUE!
160 | 918.57 | 665.27 | 687.05 | 1.9203 | 921.3 | 662.98 | 690.11 | 1.9148 | 923.97 | 660.74 | 693.21 | 1.9094 | #VALUE! | #VALUE! | #VALUE! | #VALUE! | #VALUE! | #VALUE! | #VALUE! | #VALUE! | #VALUE! | #VALUE! | #VALUE! | #VALUE! | #VALUE! | #VALUE! | #VALUE! | #VALUE! | #VALUE! | #VALUE! | #VALUE! | #VALUE! | #VALUE! | #VALUE! | #VALUE! | #VALUE!
180 | 899.12 | 750.77 | 773.02 | 2.1143 | 902.13 | 748.05 | 775.76 | 2.1081 | 905.07 | 745.4 | 778.54 | 2.102 | #VALUE! | #VALUE! | #VALUE! | #VALUE! | #VALUE! | #VALUE! | #VALUE! | #VALUE! | #VALUE! | #VALUE! | #VALUE! | #VALUE! | #VALUE! | #VALUE! | #VALUE! | #VALUE! | #VALUE! | #VALUE! | #VALUE! | #VALUE! | #VALUE! | #VALUE! | #VALUE! | #VALUE!
200 | 877.97 | 837.49 | 860.27 | 2.3027 | 881.33 | 834.24 | 862.61 | 2.2956 | 884.62 | 831.1 | 865.02 | 2.2888 | #VALUE! | #VALUE! | #VALUE! | #VALUE! | #VALUE! | #VALUE! | #VALUE! | #VALUE! | #VALUE! | #VALUE! | #VALUE! | #VALUE! | #VALUE! | #VALUE! | #VALUE! | #VALUE! | #VALUE! | #VALUE! | #VALUE! | #VALUE! | #VALUE! | #VALUE! | #VALUE! | #VALUE!
220 | 854.91 | 925.77 | 949.16 | 2.4867 | 858.75 | 921.88 | 951 | 2.4786 | 862.46 | 918.14 | 952.93 | 2.4707 | #VALUE! | #VALUE! | #VALUE! | #VALUE! | #VALUE! | #VALUE! | #VALUE! | #VALUE! | #VALUE! | #VALUE! | #VALUE! | #VALUE! | #VALUE! | #VALUE! | #VALUE! | #VALUE! | #VALUE! | #VALUE! | #VALUE! | #VALUE! | #VALUE! | #VALUE! | #VALUE! | #VALUE!
240 | 829.67 | 1016.1 | 1040.2 | 2.6676 | 834.12 | 1011.4 | 1041.3 | 2.6582 | 838.4 | 1006.9 | 1042.7 | 2.6491 | #VALUE! | #VALUE! | #VALUE! | #VALUE! | #VALUE! | #VALUE! | #VALUE! | #VALUE! | #VALUE! | #VALUE! | #VALUE! | #VALUE! | #VALUE! | #VALUE! | #VALUE! | #VALUE! | #VALUE! | #VALUE! | #VALUE! | #VALUE! | #VALUE! | #VALUE! | #VALUE! | #VALUE!
260 | 801.78 | 1109 | 1134 | 2.8469 | 807.06 | 1103.2 | 1134.2 | 2.8357 | 812.1 | 1097.8 | 1134.7 | 2.825 | #VALUE! | #VALUE! | #VALUE! | #VALUE! | #VALUE! | #VALUE! | #VALUE! | #VALUE! | #VALUE! | #VALUE! | #VALUE! | #VALUE! | #VALUE! | #VALUE! | #VALUE! | #VALUE! | #VALUE! | #VALUE! | #VALUE! | #VALUE! | #VALUE! | #VALUE! | #VALUE! | #VALUE!
280 | 770.52 | 1205.5 | 1231.5 | 3.0265 | 777.01 | 1198.3 | 1230.5 | 3.0129 | 783.1 | 1191.5 | 1229.8 | 3.0001 | #VALUE! | #VALUE! | #VALUE! | #VALUE! | #VALUE! | #VALUE! | #VALUE! | #VALUE! | #VALUE! | #VALUE! | #VALUE! | #VALUE! | #VALUE! | #VALUE! | #VALUE! | #VALUE! | #VALUE! | #VALUE! | #VALUE! | #VALUE! | #VALUE! | #VALUE! | #VALUE! | #VALUE!
300 | 734.71 | 1307.1 | 1334.4 | 3.2091 | 743.02 | 1297.6 | 1331.3 | 3.1919 | 750.66 | 1288.9 | 1328.9 | 3.176 | #VALUE! | #VALUE! | #VALUE! | #VALUE! | #VALUE! | #VALUE! | #VALUE! | #VALUE! | #VALUE! | #VALUE! | #VALUE! | #VALUE! | #VALUE! | #VALUE! | #VALUE! | #VALUE! | #VALUE! | #VALUE! | #VALUE! | #VALUE! | #VALUE! | #VALUE! | #VALUE! | #VALUE!
320 | 692.06 | 1416.6 | 1445.5 | 3.3996 | 703.49 | 1403.4 | 1438.9 | 3.3764 | 713.58 | 1391.6 | 1433.7 | 3.3557 | #VALUE! | #VALUE! | #VALUE! | #VALUE! | #VALUE! | #VALUE! | #VALUE! | #VALUE! | #VALUE! | #VALUE! | #VALUE! | #VALUE! | #VALUE! | #VALUE! | #VALUE! | #VALUE! | #VALUE! | #VALUE! | #VALUE! | #VALUE! | #VALUE! | #VALUE! | #VALUE! | #VALUE!
340 | 637.23 | 1540.2 | 1571.6 | 3.6086 | 655.13 | 1519.4 | 1557.5 | 3.5731 | 669.7 | 1502.3 | 1547.1 | 3.5438 | #VALUE! | #VALUE! | #VALUE! | #VALUE! | #VALUE! | #VALUE! | #VALUE! | #VALUE! | #VALUE! | #VALUE! | #VALUE! | #VALUE! | #VALUE! | #VALUE! | #VALUE! | #VALUE! | #VALUE! | #VALUE! | #VALUE! | #VALUE! | #VALUE! | #VALUE! | #VALUE! | #VALUE!
360 | 548.01 | 1703.6 | 1740.1 | 3.8787 | 589.31 | 1656.2 | 1698.6 | 3.7993 | 614.39 | 1626.7 | 1675.6 | 3.7498 | #VALUE! | #VALUE! | #VALUE! | #VALUE! | #VALUE! | #VALUE! | #VALUE! | #VALUE! | #VALUE! | #VALUE! | #VALUE! | #VALUE! | #VALUE! | #VALUE! | #VALUE! | #VALUE! | #VALUE! | #VALUE! | #VALUE! | #VALUE! | #VALUE! | #VALUE! | #VALUE! | #VALUE!
| (Source of table data: |  |  | NIST Chemistry WebBook |  | Accessed: Jan 2008)

## Super
http://www.ohio.edu/mechanical/thermo/property_tables/H2O/ | [12 empty] | Calculated by X-Steam Tables | [11 empty] | Error (%)
Superheated Steam Properties | [12 empty] | (prepared by Akira Hoshino)
P= | 0.01 | Mpa | 45.8 | deg C | 0.05 | Mpa | 81.3 | deg C | 0.1 | Mpa | 99.6 | deg C
Temp | volume | energy | enthalpy | entropy | volume | energy | enthalpy | entropy | volume | energy | enthalpy | entropy | volume | energy | enthalpy | entropy | volume | energy | enthalpy | entropy | volume | energy | enthalpy | entropy | volume | energy | enthalpy | entropy | volume | energy | enthalpy | entropy | volume | energy | enthalpy | entropy
deg C | v(m^3/kg) | u(kJ/kg) | h(kJ/kg) | s(kJ/kg.K) | v(m^3/kg) | u(kJ/kg) | h(kJ/kg) | s(kJ/kg.K) | v(m^3/kg) | u(kJ/kg) | h(kJ/kg) | s(kJ/kg.K) | v(m^3/kg) | u(kJ/kg) | h(kJ/kg) | s(kJ/kg.K) | v(m^3/kg) | u(kJ/kg) | h(kJ/kg) | s(kJ/kg.K) | v(m^3/kg) | u(kJ/kg) | h(kJ/kg) | s(kJ/kg.K) | v(m^3/kg) | u(kJ/kg) | h(kJ/kg) | s(kJ/kg.K) | v(m^3/kg) | u(kJ/kg) | h(kJ/kg) | s(kJ/kg.K) | v(m^3/kg) | u(kJ/kg) | h(kJ/kg) | s(kJ/kg.K)
Sat. | 14.67 | 2437.2 | 2583.9 | 8.1488 | 3.24 | 2483.2 | 2645.2 | 7.593 | 1.6939 | 2505.6 | 2674.9 | 7.3588 | #VALUE! | #VALUE! | #VALUE! | #VALUE! | #VALUE! | #VALUE! | #VALUE! | #VALUE! | #VALUE! | #VALUE! | #VALUE! | #VALUE! | #VALUE! | #VALUE! | #VALUE! | #VALUE! | #VALUE! | #VALUE! | #VALUE! | #VALUE! | #VALUE! | #VALUE! | #VALUE! | #VALUE!
50 | 14.867 | 2443.3 | 2592 | 8.1741 | [8 empty] | #VALUE! | #VALUE! | #VALUE! | #VALUE! | [8 empty] | #VALUE! | #VALUE! | #VALUE! | #VALUE!
100 | 17.196 | 2515.5 | 2687.5 | 8.4489 | 3.4187 | 2511.5 | 2682.4 | 7.6953 | 1.6959 | 2506.2 | 2675.8 | 7.361 | #VALUE! | #VALUE! | #VALUE! | #VALUE! | #VALUE! | #VALUE! | #VALUE! | #VALUE! | #VALUE! | #VALUE! | #VALUE! | #VALUE! | #VALUE! | #VALUE! | #VALUE! | #VALUE! | #VALUE! | #VALUE! | #VALUE! | #VALUE! | #VALUE! | #VALUE! | #VALUE! | #VALUE!
150 | 19.513 | 2587.9 | 2783 | 8.6892 | 3.8897 | 2585.7 | 2780.2 | 7.9413 | 1.9367 | 2582.9 | 2776.6 | 7.6148 | #VALUE! | #VALUE! | #VALUE! | #VALUE! | #VALUE! | #VALUE! | #VALUE! | #VALUE! | #VALUE! | #VALUE! | #VALUE! | #VALUE! | #VALUE! | #VALUE! | #VALUE! | #VALUE! | #VALUE! | #VALUE! | #VALUE! | #VALUE! | #VALUE! | #VALUE! | #VALUE! | #VALUE!
200 | 21.826 | 2661.3 | 2879.6 | 8.9049 | 4.3562 | 2660 | 2877.8 | 8.1592 | 2.1724 | 2658.2 | 2875.5 | 7.8356 | #VALUE! | #VALUE! | #VALUE! | #VALUE! | #VALUE! | #VALUE! | #VALUE! | #VALUE! | #VALUE! | #VALUE! | #VALUE! | #VALUE! | #VALUE! | #VALUE! | #VALUE! | #VALUE! | #VALUE! | #VALUE! | #VALUE! | #VALUE! | #VALUE! | #VALUE! | #VALUE! | #VALUE!
250 | 24.136 | 2736.1 | 2977.4 | 9.1015 | 4.8206 | 2735.1 | 2976.1 | 8.3568 | 2.4062 | 2733.9 | 2974.5 | 8.0346 | #VALUE! | #VALUE! | #VALUE! | #VALUE! | #VALUE! | #VALUE! | #VALUE! | #VALUE! | #VALUE! | #VALUE! | #VALUE! | #VALUE! | #VALUE! | #VALUE! | #VALUE! | #VALUE! | #VALUE! | #VALUE! | #VALUE! | #VALUE! | #VALUE! | #VALUE! | #VALUE! | #VALUE!
300 | 26.446 | 2812.3 | 3076.7 | 9.2827 | 5.284 | 2811.6 | 3075.8 | 8.5386 | 2.6388 | 2810.6 | 3074.5 | 8.2172 | #VALUE! | #VALUE! | #VALUE! | #VALUE! | #VALUE! | #VALUE! | #VALUE! | #VALUE! | #VALUE! | #VALUE! | #VALUE! | #VALUE! | #VALUE! | #VALUE! | #VALUE! | #VALUE! | #VALUE! | #VALUE! | #VALUE! | #VALUE! | #VALUE! | #VALUE! | #VALUE! | #VALUE!
350 | 28.755 | 2890 | 3177.5 | 9.4513 | 5.7469 | 2889.4 | 3176.8 | 8.7076 | 2.871 | 2888.7 | 3175.8 | 8.3866 | #VALUE! | #VALUE! | #VALUE! | #VALUE! | #VALUE! | #VALUE! | #VALUE! | #VALUE! | #VALUE! | #VALUE! | #VALUE! | #VALUE! | #VALUE! | #VALUE! | #VALUE! | #VALUE! | #VALUE! | #VALUE! | #VALUE! | #VALUE! | #VALUE! | #VALUE! | #VALUE! | #VALUE!
400 | 31.063 | 2969.3 | 3279.9 | 9.6094 | 6.2094 | 2968.9 | 3279.3 | 8.8659 | 3.1027 | 2968.3 | 3278.6 | 8.5452 | #VALUE! | #VALUE! | #VALUE! | #VALUE! | #VALUE! | #VALUE! | #VALUE! | #VALUE! | #VALUE! | #VALUE! | #VALUE! | #VALUE! | #VALUE! | #VALUE! | #VALUE! | #VALUE! | #VALUE! | #VALUE! | #VALUE! | #VALUE! | #VALUE! | #VALUE! | #VALUE! | #VALUE!
450 | 33.371 | 3050.3 | 3384 | 9.7584 | 6.6717 | 3049.9 | 3383.5 | 9.0151 | 3.3342 | 3049.4 | 3382.8 | 8.6946 | #VALUE! | #VALUE! | #VALUE! | #VALUE! | #VALUE! | #VALUE! | #VALUE! | #VALUE! | #VALUE! | #VALUE! | #VALUE! | #VALUE! | #VALUE! | #VALUE! | #VALUE! | #VALUE! | #VALUE! | #VALUE! | #VALUE! | #VALUE! | #VALUE! | #VALUE! | #VALUE! | #VALUE!
500 | 35.68 | 3132.9 | 3489.7 | 9.8998 | 7.1338 | 3132.6 | 3489.3 | 9.1566 | 3.5655 | 3132.2 | 3488.7 | 8.8361 | #VALUE! | #VALUE! | #VALUE! | #VALUE! | #VALUE! | #VALUE! | #VALUE! | #VALUE! | #VALUE! | #VALUE! | #VALUE! | #VALUE! | #VALUE! | #VALUE! | #VALUE! | #VALUE! | #VALUE! | #VALUE! | #VALUE! | #VALUE! | #VALUE! | #VALUE! | #VALUE! | #VALUE!
600 | 40.296 | 3303.3 | 3706.3 | 10.163 | 8.0576 | 3303.1 | 3706 | 9.4201 | 4.0279 | 3302.8 | 3705.6 | 9.0998 | #VALUE! | #VALUE! | #VALUE! | #VALUE! | #VALUE! | #VALUE! | #VALUE! | #VALUE! | #VALUE! | #VALUE! | #VALUE! | #VALUE! | #VALUE! | #VALUE! | #VALUE! | #VALUE! | #VALUE! | #VALUE! | #VALUE! | #VALUE! | #VALUE! | #VALUE! | #VALUE! | #VALUE!
700 | 44.911 | 3480.8 | 3929.9 | 10.406 | 8.9812 | 3480.6 | 3929.7 | 9.6625 | 4.49 | 3480.4 | 3929.4 | 9.3424 | #VALUE! | #VALUE! | #VALUE! | #VALUE! | #VALUE! | #VALUE! | #VALUE! | #VALUE! | #VALUE! | #VALUE! | #VALUE! | #VALUE! | #VALUE! | #VALUE! | #VALUE! | #VALUE! | #VALUE! | #VALUE! | #VALUE! | #VALUE! | #VALUE! | #VALUE! | #VALUE! | #VALUE!
800 | 49.527 | 3665.3 | 4160.6 | 10.631 | 9.9047 | 3665.2 | 4160.4 | 9.8882 | 4.9519 | 3665 | 4160.2 | 9.5681 | #VALUE! | #VALUE! | #VALUE! | #VALUE! | #VALUE! | #VALUE! | #VALUE! | #VALUE! | #VALUE! | #VALUE! | #VALUE! | #VALUE! | #VALUE! | #VALUE! | #VALUE! | #VALUE! | #VALUE! | #VALUE! | #VALUE! | #VALUE! | #VALUE! | #VALUE! | #VALUE! | #VALUE!
900 | 54.142 | 3856.9 | 4398.3 | 10.843 | 10.828 | 3856.8 | 4398.2 | 10.1 | 5.4137 | 3856.6 | 4398 | 9.78 | #VALUE! | #VALUE! | #VALUE! | #VALUE! | #VALUE! | #VALUE! | #VALUE! | #VALUE! | #VALUE! | #VALUE! | #VALUE! | #VALUE! | #VALUE! | #VALUE! | #VALUE! | #VALUE! | #VALUE! | #VALUE! | #VALUE! | #VALUE! | #VALUE! | #VALUE! | #VALUE! | #VALUE!
1000 | 58.758 | 4055.2 | 4642.8 | 11.043 | 11.751 | 4055.1 | 4642.7 | 10.3 | 5.8754 | 4055 | 4642.6 | 9.98 | #VALUE! | #VALUE! | #VALUE! | #VALUE! | #VALUE! | #VALUE! | #VALUE! | #VALUE! | #VALUE! | #VALUE! | #VALUE! | #VALUE! | #VALUE! | #VALUE! | #VALUE! | #VALUE! | #VALUE! | #VALUE! | #VALUE! | #VALUE! | #VALUE! | #VALUE! | #VALUE! | #VALUE!
P= | 0.2 | Mpa | 120.2 | deg C | 0.3 | Mpa | 133.5 | deg C | 0.4 | Mpa | 143.6 | deg C
Temp | volume | energy | enthalpy | entropy | volume | energy | enthalpy | entropy | volume | energy | enthalpy | entropy
deg C | v(m^3/kg) | u(kJ/kg) | h(kJ/kg) | s(kJ/kg.K) | v(m^3/kg) | u(kJ/kg) | h(kJ/kg) | s(kJ/kg.K) | v(m^3/kg) | u(kJ/kg) | h(kJ/kg) | s(kJ/kg.K)
Sat. | 0.88568 | 2529.1 | 2706.2 | 7.1269 | 0.60576 | 2543.2 | 2724.9 | 6.9916 | 0.46238 | 2553.1 | 2738.1 | 6.8955 | #VALUE! | #VALUE! | #VALUE! | #VALUE! | #VALUE! | #VALUE! | #VALUE! | #VALUE! | #VALUE! | #VALUE! | #VALUE! | #VALUE! | #VALUE! | #VALUE! | #VALUE! | #VALUE! | #VALUE! | #VALUE! | #VALUE! | #VALUE! | #VALUE! | #VALUE! | #VALUE! | #VALUE!
150 | 0.95986 | 2577.1 | 2769.1 | 7.281 | 0.63401 | 2571 | 2761.2 | 7.0791 | 0.47088 | 2564.4 | 2752.8 | 6.9306 | #VALUE! | #VALUE! | #VALUE! | #VALUE! | #VALUE! | #VALUE! | #VALUE! | #VALUE! | #VALUE! | #VALUE! | #VALUE! | #VALUE! | #VALUE! | #VALUE! | #VALUE! | #VALUE! | #VALUE! | #VALUE! | #VALUE! | #VALUE! | #VALUE! | #VALUE! | #VALUE! | #VALUE!
200 | 1.0805 | 2654.6 | 2870.7 | 7.5081 | 0.71642 | 2651 | 2865.9 | 7.3131 | 0.53433 | 2647.2 | 2860.9 | 7.1723 | #VALUE! | #VALUE! | #VALUE! | #VALUE! | #VALUE! | #VALUE! | #VALUE! | #VALUE! | #VALUE! | #VALUE! | #VALUE! | #VALUE! | #VALUE! | #VALUE! | #VALUE! | #VALUE! | #VALUE! | #VALUE! | #VALUE! | #VALUE! | #VALUE! | #VALUE! | #VALUE! | #VALUE!
250 | 1.1989 | 2731.4 | 2971.2 | 7.71 | 0.79644 | 2728.9 | 2967.9 | 7.518 | 0.5952 | 2726.4 | 2964.5 | 7.3804 | #VALUE! | #VALUE! | #VALUE! | #VALUE! | #VALUE! | #VALUE! | #VALUE! | #VALUE! | #VALUE! | #VALUE! | #VALUE! | #VALUE! | #VALUE! | #VALUE! | #VALUE! | #VALUE! | #VALUE! | #VALUE! | #VALUE! | #VALUE! | #VALUE! | #VALUE! | #VALUE! | #VALUE!
300 | 1.3162 | 2808.8 | 3072.1 | 7.8941 | 0.87534 | 2807 | 3069.6 | 7.7037 | 0.65489 | 2805.1 | 3067.1 | 7.5677 | #VALUE! | #VALUE! | #VALUE! | #VALUE! | #VALUE! | #VALUE! | #VALUE! | #VALUE! | #VALUE! | #VALUE! | #VALUE! | #VALUE! | #VALUE! | #VALUE! | #VALUE! | #VALUE! | #VALUE! | #VALUE! | #VALUE! | #VALUE! | #VALUE! | #VALUE! | #VALUE! | #VALUE!
350 | 1.433 | 2887.3 | 3173.9 | 8.0644 | 0.95363 | 2885.9 | 3172 | 7.875 | 0.71396 | 2884.4 | 3170 | 7.7399 | #VALUE! | #VALUE! | #VALUE! | #VALUE! | #VALUE! | #VALUE! | #VALUE! | #VALUE! | #VALUE! | #VALUE! | #VALUE! | #VALUE! | #VALUE! | #VALUE! | #VALUE! | #VALUE! | #VALUE! | #VALUE! | #VALUE! | #VALUE! | #VALUE! | #VALUE! | #VALUE! | #VALUE!
400 | 1.5493 | 2967.1 | 3277 | 8.2236 | 1.0315 | 2966 | 3275.5 | 8.0347 | 0.77264 | 2964.9 | 3273.9 | 7.9002 | #VALUE! | #VALUE! | #VALUE! | #VALUE! | #VALUE! | #VALUE! | #VALUE! | #VALUE! | #VALUE! | #VALUE! | #VALUE! | #VALUE! | #VALUE! | #VALUE! | #VALUE! | #VALUE! | #VALUE! | #VALUE! | #VALUE! | #VALUE! | #VALUE! | #VALUE! | #VALUE! | #VALUE!
450 | 1.6655 | 3048.5 | 3381.6 | 8.3734 | 1.1092 | 3047.5 | 3380.3 | 8.1849 | 0.83109 | 3046.6 | 3379 | 8.0508 | #VALUE! | #VALUE! | #VALUE! | #VALUE! | #VALUE! | #VALUE! | #VALUE! | #VALUE! | #VALUE! | #VALUE! | #VALUE! | #VALUE! | #VALUE! | #VALUE! | #VALUE! | #VALUE! | #VALUE! | #VALUE! | #VALUE! | #VALUE! | #VALUE! | #VALUE! | #VALUE! | #VALUE!
500 | 1.7814 | 3131.4 | 3487.7 | 8.5152 | 1.1867 | 3130.6 | 3486.6 | 8.3271 | 0.88936 | 3129.8 | 3485.5 | 8.1933 | #VALUE! | #VALUE! | #VALUE! | #VALUE! | #VALUE! | #VALUE! | #VALUE! | #VALUE! | #VALUE! | #VALUE! | #VALUE! | #VALUE! | #VALUE! | #VALUE! | #VALUE! | #VALUE! | #VALUE! | #VALUE! | #VALUE! | #VALUE! | #VALUE! | #VALUE! | #VALUE! | #VALUE!
600 | 2.013 | 3302.2 | 3704.8 | 8.7792 | 1.3414 | 3301.6 | 3704 | 8.5914 | 1.0056 | 3301 | 3703.2 | 8.458 | #VALUE! | #VALUE! | #VALUE! | #VALUE! | #VALUE! | #VALUE! | #VALUE! | #VALUE! | #VALUE! | #VALUE! | #VALUE! | #VALUE! | #VALUE! | #VALUE! | #VALUE! | #VALUE! | #VALUE! | #VALUE! | #VALUE! | #VALUE! | #VALUE! | #VALUE! | #VALUE! | #VALUE!
700 | 2.2443 | 3479.9 | 3928.8 | 9.022 | 1.4958 | 3479.5 | 3928.2 | 8.8344 | 1.1215 | 3479 | 3927.6 | 8.7012 | #VALUE! | #VALUE! | #VALUE! | #VALUE! | #VALUE! | #VALUE! | #VALUE! | #VALUE! | #VALUE! | #VALUE! | #VALUE! | #VALUE! | #VALUE! | #VALUE! | #VALUE! | #VALUE! | #VALUE! | #VALUE! | #VALUE! | #VALUE! | #VALUE! | #VALUE! | #VALUE! | #VALUE!
800 | 2.4755 | 3664.7 | 4159.8 | 9.2479 | 1.65 | 3664.3 | 4159.3 | 9.0604 | 1.2373 | 3663.9 | 4158.8 | 8.9273 | #VALUE! | #VALUE! | #VALUE! | #VALUE! | #VALUE! | #VALUE! | #VALUE! | #VALUE! | #VALUE! | #VALUE! | #VALUE! | #VALUE! | #VALUE! | #VALUE! | #VALUE! | #VALUE! | #VALUE! | #VALUE! | #VALUE! | #VALUE! | #VALUE! | #VALUE! | #VALUE! | #VALUE!
900 | 2.7066 | 3856.3 | 4397.6 | 9.4598 | 1.8042 | 3856 | 4397.3 | 9.2724 | 1.353 | 3855.7 | 4396.9 | 9.1394 | #VALUE! | #VALUE! | #VALUE! | #VALUE! | #VALUE! | #VALUE! | #VALUE! | #VALUE! | #VALUE! | #VALUE! | #VALUE! | #VALUE! | #VALUE! | #VALUE! | #VALUE! | #VALUE! | #VALUE! | #VALUE! | #VALUE! | #VALUE! | #VALUE! | #VALUE! | #VALUE! | #VALUE!
1000 | 2.9375 | 4054.8 | 4642.3 | 9.6599 | 1.9582 | 4054.5 | 4642 | 9.4726 | 1.4686 | 4054.3 | 4641.7 | 9.3396 | #VALUE! | #VALUE! | #VALUE! | #VALUE! | #VALUE! | #VALUE! | #VALUE! | #VALUE! | #VALUE! | #VALUE! | #VALUE! | #VALUE! | #VALUE! | #VALUE! | #VALUE! | #VALUE! | #VALUE! | #VALUE! | #VALUE! | #VALUE! | #VALUE! | #VALUE! | #VALUE! | #VALUE!
P= | 0.5 | Mpa | 151.8 | deg C | 0.6 | Mpa | 158.8 | deg C | 0.8 | Mpa | 170.4 | deg C
Temp | volume | energy | enthalpy | entropy | volume | energy | enthalpy | entropy | volume | energy | enthalpy | entropy
deg C | v(m^3/kg) | u(kJ/kg) | h(kJ/kg) | s(kJ/kg.K) | v(m^3/kg) | u(kJ/kg) | h(kJ/kg) | s(kJ/kg.K) | v(m^3/kg) | u(kJ/kg) | h(kJ/kg) | s(kJ/kg.K)
Sat. | 0.37481 | 2560.7 | 2748.1 | 6.8207 | 0.31558 | 2566.8 | 2756.1 | 6.7592 | 0.24034 | 2576 | 2768.3 | 6.6616 | #VALUE! | #VALUE! | #VALUE! | #VALUE! | #VALUE! | #VALUE! | #VALUE! | #VALUE! | #VALUE! | #VALUE! | #VALUE! | #VALUE! | #VALUE! | #VALUE! | #VALUE! | #VALUE! | #VALUE! | #VALUE! | #VALUE! | #VALUE! | #VALUE! | #VALUE! | #VALUE! | #VALUE!
200 | 0.42503 | 2643.3 | 2855.8 | 7.061 | 0.35212 | 2639.3 | 2850.6 | 6.9683 | 0.26088 | 2631 | 2839.7 | 6.8176 | #VALUE! | #VALUE! | #VALUE! | #VALUE! | #VALUE! | #VALUE! | #VALUE! | #VALUE! | #VALUE! | #VALUE! | #VALUE! | #VALUE! | #VALUE! | #VALUE! | #VALUE! | #VALUE! | #VALUE! | #VALUE! | #VALUE! | #VALUE! | #VALUE! | #VALUE! | #VALUE! | #VALUE!
250 | 0.47443 | 2723.8 | 2961 | 7.2724 | 0.3939 | 2721.2 | 2957.6 | 7.1832 | 0.2932 | 2715.9 | 2950.4 | 7.0401 | #VALUE! | #VALUE! | #VALUE! | #VALUE! | #VALUE! | #VALUE! | #VALUE! | #VALUE! | #VALUE! | #VALUE! | #VALUE! | #VALUE! | #VALUE! | #VALUE! | #VALUE! | #VALUE! | #VALUE! | #VALUE! | #VALUE! | #VALUE! | #VALUE! | #VALUE! | #VALUE! | #VALUE!
300 | 0.52261 | 2803.2 | 3064.6 | 7.4614 | 0.43442 | 2801.4 | 3062 | 7.374 | 0.32416 | 2797.5 | 3056.9 | 7.2345 | #VALUE! | #VALUE! | #VALUE! | #VALUE! | #VALUE! | #VALUE! | #VALUE! | #VALUE! | #VALUE! | #VALUE! | #VALUE! | #VALUE! | #VALUE! | #VALUE! | #VALUE! | #VALUE! | #VALUE! | #VALUE! | #VALUE! | #VALUE! | #VALUE! | #VALUE! | #VALUE! | #VALUE!
350 | 0.57015 | 2883 | 3168.1 | 7.6346 | 0.47427 | 2881.6 | 3166.1 | 7.5481 | 0.35442 | 2878.6 | 3162.2 | 7.4106 | #VALUE! | #VALUE! | #VALUE! | #VALUE! | #VALUE! | #VALUE! | #VALUE! | #VALUE! | #VALUE! | #VALUE! | #VALUE! | #VALUE! | #VALUE! | #VALUE! | #VALUE! | #VALUE! | #VALUE! | #VALUE! | #VALUE! | #VALUE! | #VALUE! | #VALUE! | #VALUE! | #VALUE!
400 | 0.6173 | 2963.7 | 3272.3 | 7.7955 | 0.51374 | 2962.5 | 3270.8 | 7.7097 | 0.38428 | 2960.2 | 3267.6 | 7.5734 | #VALUE! | #VALUE! | #VALUE! | #VALUE! | #VALUE! | #VALUE! | #VALUE! | #VALUE! | #VALUE! | #VALUE! | #VALUE! | #VALUE! | #VALUE! | #VALUE! | #VALUE! | #VALUE! | #VALUE! | #VALUE! | #VALUE! | #VALUE! | #VALUE! | #VALUE! | #VALUE! | #VALUE!
450 | 0.66421 | 3045.6 | 3377.7 | 7.9465 | 0.55296 | 3044.7 | 3376.5 | 7.8611 | 0.41389 | 3042.8 | 3373.9 | 7.7257 | #VALUE! | #VALUE! | #VALUE! | #VALUE! | #VALUE! | #VALUE! | #VALUE! | #VALUE! | #VALUE! | #VALUE! | #VALUE! | #VALUE! | #VALUE! | #VALUE! | #VALUE! | #VALUE! | #VALUE! | #VALUE! | #VALUE! | #VALUE! | #VALUE! | #VALUE! | #VALUE! | #VALUE!
500 | 0.71094 | 3129 | 3484.5 | 8.0892 | 0.592 | 3128.2 | 3483.4 | 8.0041 | 0.44332 | 3126.6 | 3481.3 | 7.8692 | #VALUE! | #VALUE! | #VALUE! | #VALUE! | #VALUE! | #VALUE! | #VALUE! | #VALUE! | #VALUE! | #VALUE! | #VALUE! | #VALUE! | #VALUE! | #VALUE! | #VALUE! | #VALUE! | #VALUE! | #VALUE! | #VALUE! | #VALUE! | #VALUE! | #VALUE! | #VALUE! | #VALUE!
600 | 0.80409 | 3300.4 | 3702.5 | 8.3543 | 0.66976 | 3299.8 | 3701.7 | 8.2695 | 0.50185 | 3298.7 | 3700.1 | 8.1354 | #VALUE! | #VALUE! | #VALUE! | #VALUE! | #VALUE! | #VALUE! | #VALUE! | #VALUE! | #VALUE! | #VALUE! | #VALUE! | #VALUE! | #VALUE! | #VALUE! | #VALUE! | #VALUE! | #VALUE! | #VALUE! | #VALUE! | #VALUE! | #VALUE! | #VALUE! | #VALUE! | #VALUE!
700 | 0.89696 | 3478.5 | 3927 | 8.5977 | 0.74725 | 3478.1 | 3926.4 | 8.5131 | 0.56011 | 3477.2 | 3925.3 | 8.3794 | #VALUE! | #VALUE! | #VALUE! | #VALUE! | #VALUE! | #VALUE! | #VALUE! | #VALUE! | #VALUE! | #VALUE! | #VALUE! | #VALUE! | #VALUE! | #VALUE! | #VALUE! | #VALUE! | #VALUE! | #VALUE! | #VALUE! | #VALUE! | #VALUE! | #VALUE! | #VALUE! | #VALUE!
800 | 0.98966 | 3663.6 | 4158.4 | 8.824 | 0.82457 | 3663.2 | 4157.9 | 8.7395 | 0.6182 | 3662.4 | 4157 | 8.6061 | #VALUE! | #VALUE! | #VALUE! | #VALUE! | #VALUE! | #VALUE! | #VALUE! | #VALUE! | #VALUE! | #VALUE! | #VALUE! | #VALUE! | #VALUE! | #VALUE! | #VALUE! | #VALUE! | #VALUE! | #VALUE! | #VALUE! | #VALUE! | #VALUE! | #VALUE! | #VALUE! | #VALUE!
900 | 1.0823 | 3855.4 | 4396.6 | 9.0362 | 0.90178 | 3855.1 | 4396.2 | 8.9518 | 0.67619 | 3854.5 | 4395.5 | 8.8185 | #VALUE! | #VALUE! | #VALUE! | #VALUE! | #VALUE! | #VALUE! | #VALUE! | #VALUE! | #VALUE! | #VALUE! | #VALUE! | #VALUE! | #VALUE! | #VALUE! | #VALUE! | #VALUE! | #VALUE! | #VALUE! | #VALUE! | #VALUE! | #VALUE! | #VALUE! | #VALUE! | #VALUE!
1000 | 1.1748 | 4054 | 4641.4 | 9.2364 | 0.97893 | 4053.7 | 4641.1 | 9.1521 | 0.73411 | 4053.2 | 4640.5 | 9.0189 | #VALUE! | #VALUE! | #VALUE! | #VALUE! | #VALUE! | #VALUE! | #VALUE! | #VALUE! | #VALUE! | #VALUE! | #VALUE! | #VALUE! | #VALUE! | #VALUE! | #VALUE! | #VALUE! | #VALUE! | #VALUE! | #VALUE! | #VALUE! | #VALUE! | #VALUE! | #VALUE! | #VALUE!
P= | 1 | Mpa | 179.9 | deg C | 1.2 | Mpa | 188 | deg C | 1.4 | Mpa | 195 | deg C
Temp | volume | energy | enthalpy | entropy | volume | energy | enthalpy | entropy | volume | energy | enthalpy | entropy
deg C | v(m^3/kg) | u(kJ/kg) | h(kJ/kg) | s(kJ/kg.K) | v(m^3/kg) | u(kJ/kg) | h(kJ/kg) | s(kJ/kg.K) | v(m^3/kg) | u(kJ/kg) | h(kJ/kg) | s(kJ/kg.K)
Sat. | 0.19436 | 2582.7 | 2777.1 | 6.585 | 0.16326 | 2587.8 | 2783.7 | 6.5217 | 0.14078 | 2591.8 | 2788.8 | 6.4675 | #VALUE! | #VALUE! | #VALUE! | #VALUE! | #VALUE! | #VALUE! | #VALUE! | #VALUE! | #VALUE! | #VALUE! | #VALUE! | #VALUE! | #VALUE! | #VALUE! | #VALUE! | #VALUE! | #VALUE! | #VALUE! | #VALUE! | #VALUE! | #VALUE! | #VALUE! | #VALUE! | #VALUE!
200 | 0.20602 | 2622.2 | 2828.3 | 6.6955 | 0.16934 | 2612.9 | 2816.1 | 6.5909 | 0.14303 | 2602.7 | 2803 | 6.4975 | #VALUE! | #VALUE! | #VALUE! | #VALUE! | #VALUE! | #VALUE! | #VALUE! | #VALUE! | #VALUE! | #VALUE! | #VALUE! | #VALUE! | #VALUE! | #VALUE! | #VALUE! | #VALUE! | #VALUE! | #VALUE! | #VALUE! | #VALUE! | #VALUE! | #VALUE! | #VALUE! | #VALUE!
250 | 0.23275 | 2710.4 | 2943.1 | 6.9265 | 0.19241 | 2704.7 | 2935.6 | 6.8313 | 0.16356 | 2698.9 | 2927.9 | 6.7488 | #VALUE! | #VALUE! | #VALUE! | #VALUE! | #VALUE! | #VALUE! | #VALUE! | #VALUE! | #VALUE! | #VALUE! | #VALUE! | #VALUE! | #VALUE! | #VALUE! | #VALUE! | #VALUE! | #VALUE! | #VALUE! | #VALUE! | #VALUE! | #VALUE! | #VALUE! | #VALUE! | #VALUE!
300 | 0.25799 | 2793.6 | 3051.6 | 7.1246 | 0.21386 | 2789.7 | 3046.3 | 7.0335 | 0.18232 | 2785.7 | 3040.9 | 6.9552 | #VALUE! | #VALUE! | #VALUE! | #VALUE! | #VALUE! | #VALUE! | #VALUE! | #VALUE! | #VALUE! | #VALUE! | #VALUE! | #VALUE! | #VALUE! | #VALUE! | #VALUE! | #VALUE! | #VALUE! | #VALUE! | #VALUE! | #VALUE! | #VALUE! | #VALUE! | #VALUE! | #VALUE!
350 | 0.2825 | 2875.7 | 3158.2 | 7.3029 | 0.23455 | 2872.7 | 3154.2 | 7.2139 | 0.20029 | 2869.7 | 3150.1 | 7.1379 | #VALUE! | #VALUE! | #VALUE! | #VALUE! | #VALUE! | #VALUE! | #VALUE! | #VALUE! | #VALUE! | #VALUE! | #VALUE! | #VALUE! | #VALUE! | #VALUE! | #VALUE! | #VALUE! | #VALUE! | #VALUE! | #VALUE! | #VALUE! | #VALUE! | #VALUE! | #VALUE! | #VALUE!
400 | 0.30661 | 2957.9 | 3264.5 | 7.4669 | 0.25482 | 2955.5 | 3261.3 | 7.3793 | 0.21782 | 2953.1 | 3258.1 | 7.3046 | #VALUE! | #VALUE! | #VALUE! | #VALUE! | #VALUE! | #VALUE! | #VALUE! | #VALUE! | #VALUE! | #VALUE! | #VALUE! | #VALUE! | #VALUE! | #VALUE! | #VALUE! | #VALUE! | #VALUE! | #VALUE! | #VALUE! | #VALUE! | #VALUE! | #VALUE! | #VALUE! | #VALUE!
450 | 0.33045 | 3040.9 | 3371.3 | 7.62 | 0.27482 | 3038.9 | 3368.7 | 7.5332 | 0.23508 | 3037 | 3366.1 | 7.4594 | #VALUE! | #VALUE! | #VALUE! | #VALUE! | #VALUE! | #VALUE! | #VALUE! | #VALUE! | #VALUE! | #VALUE! | #VALUE! | #VALUE! | #VALUE! | #VALUE! | #VALUE! | #VALUE! | #VALUE! | #VALUE! | #VALUE! | #VALUE! | #VALUE! | #VALUE! | #VALUE! | #VALUE!
500 | 0.35411 | 3125 | 3479.1 | 7.7641 | 0.29464 | 3123.4 | 3476.9 | 7.6779 | 0.25216 | 3121.8 | 3474.8 | 7.6047 | #VALUE! | #VALUE! | #VALUE! | #VALUE! | #VALUE! | #VALUE! | #VALUE! | #VALUE! | #VALUE! | #VALUE! | #VALUE! | #VALUE! | #VALUE! | #VALUE! | #VALUE! | #VALUE! | #VALUE! | #VALUE! | #VALUE! | #VALUE! | #VALUE! | #VALUE! | #VALUE! | #VALUE!
600 | 0.40111 | 3297.5 | 3698.6 | 8.031 | 0.33394 | 3296.3 | 3697 | 7.9455 | 0.28597 | 3295.1 | 3695.4 | 7.873 | #VALUE! | #VALUE! | #VALUE! | #VALUE! | #VALUE! | #VALUE! | #VALUE! | #VALUE! | #VALUE! | #VALUE! | #VALUE! | #VALUE! | #VALUE! | #VALUE! | #VALUE! | #VALUE! | #VALUE! | #VALUE! | #VALUE! | #VALUE! | #VALUE! | #VALUE! | #VALUE! | #VALUE!
700 | 0.44783 | 3476.2 | 3924.1 | 8.2755 | 0.37297 | 3475.3 | 3922.9 | 8.1904 | 0.31951 | 3474.4 | 3921.7 | 8.1183 | #VALUE! | #VALUE! | #VALUE! | #VALUE! | #VALUE! | #VALUE! | #VALUE! | #VALUE! | #VALUE! | #VALUE! | #VALUE! | #VALUE! | #VALUE! | #VALUE! | #VALUE! | #VALUE! | #VALUE! | #VALUE! | #VALUE! | #VALUE! | #VALUE! | #VALUE! | #VALUE! | #VALUE!
800 | 0.49438 | 3661.7 | 4156.1 | 8.5024 | 0.41184 | 3661 | 4155.2 | 8.4176 | 0.35287 | 3660.2 | 4154.3 | 8.3457 | #VALUE! | #VALUE! | #VALUE! | #VALUE! | #VALUE! | #VALUE! | #VALUE! | #VALUE! | #VALUE! | #VALUE! | #VALUE! | #VALUE! | #VALUE! | #VALUE! | #VALUE! | #VALUE! | #VALUE! | #VALUE! | #VALUE! | #VALUE! | #VALUE! | #VALUE! | #VALUE! | #VALUE!
900 | 0.54083 | 3853.9 | 4394.8 | 8.715 | 0.45059 | 3853.3 | 4394 | 8.6303 | 0.38614 | 3852.7 | 4393.3 | 8.5587 | #VALUE! | #VALUE! | #VALUE! | #VALUE! | #VALUE! | #VALUE! | #VALUE! | #VALUE! | #VALUE! | #VALUE! | #VALUE! | #VALUE! | #VALUE! | #VALUE! | #VALUE! | #VALUE! | #VALUE! | #VALUE! | #VALUE! | #VALUE! | #VALUE! | #VALUE! | #VALUE! | #VALUE!
1000 | 0.58721 | 4052.7 | 4639.9 | 8.9155 | 0.48928 | 4052.2 | 4639.4 | 8.831 | 0.41933 | 4051.7 | 4638.8 | 8.7594 | #VALUE! | #VALUE! | #VALUE! | #VALUE! | #VALUE! | #VALUE! | #VALUE! | #VALUE! | #VALUE! | #VALUE! | #VALUE! | #VALUE! | #VALUE! | #VALUE! | #VALUE! | #VALUE! | #VALUE! | #VALUE! | #VALUE! | #VALUE! | #VALUE! | #VALUE! | #VALUE! | #VALUE!
P= | 1.6 | Mpa | 201.4 | deg C | 1.8 | Mpa | 207.1 | deg C | 2 | Mpa | 212.4 | deg C
Temp | volume | energy | enthalpy | entropy | volume | energy | enthalpy | entropy | volume | energy | enthalpy | entropy
deg C | v(m^3/kg) | u(kJ/kg) | h(kJ/kg) | s(kJ/kg.K) | v(m^3/kg) | u(kJ/kg) | h(kJ/kg) | s(kJ/kg.K) | v(m^3/kg) | u(kJ/kg) | h(kJ/kg) | s(kJ/kg.K)
Sat. | 0.12374 | 2594.8 | 2792.8 | 6.4199 | 0.11037 | 2597.2 | 2795.9 | 6.3775 | 0.099585 | 2599.1 | 2798.3 | 6.339 | #VALUE! | #VALUE! | #VALUE! | #VALUE! | #VALUE! | #VALUE! | #VALUE! | #VALUE! | #VALUE! | #VALUE! | #VALUE! | #VALUE! | #VALUE! | #VALUE! | #VALUE! | #VALUE! | #VALUE! | #VALUE! | #VALUE! | #VALUE! | #VALUE! | #VALUE! | #VALUE! | #VALUE!
225 | 0.13293 | 2645.1 | 2857.8 | 6.5537 | 0.11678 | 2637 | 2847.2 | 6.4824 | 0.10381 | 2628.5 | 2836.1 | 6.416 | #VALUE! | #VALUE! | #VALUE! | #VALUE! | #VALUE! | #VALUE! | #VALUE! | #VALUE! | #VALUE! | #VALUE! | #VALUE! | #VALUE! | #VALUE! | #VALUE! | #VALUE! | #VALUE! | #VALUE! | #VALUE! | #VALUE! | #VALUE! | #VALUE! | #VALUE! | #VALUE! | #VALUE!
250 | 0.1419 | 2692.9 | 2919.9 | 6.6753 | 0.12502 | 2686.7 | 2911.7 | 6.6087 | 0.1115 | 2680.2 | 2903.2 | 6.5475 | #VALUE! | #VALUE! | #VALUE! | #VALUE! | #VALUE! | #VALUE! | #VALUE! | #VALUE! | #VALUE! | #VALUE! | #VALUE! | #VALUE! | #VALUE! | #VALUE! | #VALUE! | #VALUE! | #VALUE! | #VALUE! | #VALUE! | #VALUE! | #VALUE! | #VALUE! | #VALUE! | #VALUE!
300 | 0.15866 | 2781.6 | 3035.4 | 6.8863 | 0.14025 | 2777.4 | 3029.9 | 6.8246 | 0.12551 | 2773.2 | 3024.2 | 6.7684 | #VALUE! | #VALUE! | #VALUE! | #VALUE! | #VALUE! | #VALUE! | #VALUE! | #VALUE! | #VALUE! | #VALUE! | #VALUE! | #VALUE! | #VALUE! | #VALUE! | #VALUE! | #VALUE! | #VALUE! | #VALUE! | #VALUE! | #VALUE! | #VALUE! | #VALUE! | #VALUE! | #VALUE!
350 | 0.17459 | 2866.6 | 3146 | 7.0713 | 0.1546 | 2863.6 | 3141.8 | 7.012 | 0.1386 | 2860.5 | 3137.7 | 6.9583 | #VALUE! | #VALUE! | #VALUE! | #VALUE! | #VALUE! | #VALUE! | #VALUE! | #VALUE! | #VALUE! | #VALUE! | #VALUE! | #VALUE! | #VALUE! | #VALUE! | #VALUE! | #VALUE! | #VALUE! | #VALUE! | #VALUE! | #VALUE! | #VALUE! | #VALUE! | #VALUE! | #VALUE!
400 | 0.19007 | 2950.7 | 3254.9 | 7.2394 | 0.16849 | 2948.3 | 3251.6 | 7.1814 | 0.15121 | 2945.9 | 3248.3 | 7.1292 | #VALUE! | #VALUE! | #VALUE! | #VALUE! | #VALUE! | #VALUE! | #VALUE! | #VALUE! | #VALUE! | #VALUE! | #VALUE! | #VALUE! | #VALUE! | #VALUE! | #VALUE! | #VALUE! | #VALUE! | #VALUE! | #VALUE! | #VALUE! | #VALUE! | #VALUE! | #VALUE! | #VALUE!
450 | 0.20527 | 3035 | 3363.5 | 7.395 | 0.18209 | 3033.1 | 3360.9 | 7.338 | 0.16354 | 3031.1 | 3358.2 | 7.2866 | #VALUE! | #VALUE! | #VALUE! | #VALUE! | #VALUE! | #VALUE! | #VALUE! | #VALUE! | #VALUE! | #VALUE! | #VALUE! | #VALUE! | #VALUE! | #VALUE! | #VALUE! | #VALUE! | #VALUE! | #VALUE! | #VALUE! | #VALUE! | #VALUE! | #VALUE! | #VALUE! | #VALUE!
500 | 0.22029 | 3120.1 | 3472.6 | 7.5409 | 0.19551 | 3118.5 | 3470.4 | 7.4845 | 0.17568 | 3116.9 | 3468.2 | 7.4337 | #VALUE! | #VALUE! | #VALUE! | #VALUE! | #VALUE! | #VALUE! | #VALUE! | #VALUE! | #VALUE! | #VALUE! | #VALUE! | #VALUE! | #VALUE! | #VALUE! | #VALUE! | #VALUE! | #VALUE! | #VALUE! | #VALUE! | #VALUE! | #VALUE! | #VALUE! | #VALUE! | #VALUE!
600 | 0.24999 | 3293.9 | 3693.9 | 7.81 | 0.222 | 3292.7 | 3692.3 | 7.7543 | 0.19961 | 3291.5 | 3690.7 | 7.7043 | #VALUE! | #VALUE! | #VALUE! | #VALUE! | #VALUE! | #VALUE! | #VALUE! | #VALUE! | #VALUE! | #VALUE! | #VALUE! | #VALUE! | #VALUE! | #VALUE! | #VALUE! | #VALUE! | #VALUE! | #VALUE! | #VALUE! | #VALUE! | #VALUE! | #VALUE! | #VALUE! | #VALUE!
700 | 0.2794 | 3473.5 | 3920.5 | 8.0557 | 0.24821 | 3472.6 | 3919.4 | 8.0004 | 0.22326 | 3471.6 | 3918.2 | 7.9509 | #VALUE! | #VALUE! | #VALUE! | #VALUE! | #VALUE! | #VALUE! | #VALUE! | #VALUE! | #VALUE! | #VALUE! | #VALUE! | #VALUE! | #VALUE! | #VALUE! | #VALUE! | #VALUE! | #VALUE! | #VALUE! | #VALUE! | #VALUE! | #VALUE! | #VALUE! | #VALUE! | #VALUE!
800 | 0.30865 | 3659.5 | 4153.3 | 8.2834 | 0.27426 | 3658.8 | 4152.4 | 8.2284 | 0.24674 | 3658 | 4151.5 | 8.179 | #VALUE! | #VALUE! | #VALUE! | #VALUE! | #VALUE! | #VALUE! | #VALUE! | #VALUE! | #VALUE! | #VALUE! | #VALUE! | #VALUE! | #VALUE! | #VALUE! | #VALUE! | #VALUE! | #VALUE! | #VALUE! | #VALUE! | #VALUE! | #VALUE! | #VALUE! | #VALUE! | #VALUE!
900 | 0.3378 | 3852.1 | 4392.6 | 8.4965 | 0.3002 | 3851.5 | 4391.9 | 8.4416 | 0.27012 | 3850.9 | 4391.1 | 8.3925 | #VALUE! | #VALUE! | #VALUE! | #VALUE! | #VALUE! | #VALUE! | #VALUE! | #VALUE! | #VALUE! | #VALUE! | #VALUE! | #VALUE! | #VALUE! | #VALUE! | #VALUE! | #VALUE! | #VALUE! | #VALUE! | #VALUE! | #VALUE! | #VALUE! | #VALUE! | #VALUE! | #VALUE!
1000 | 0.36687 | 4051.2 | 4638.2 | 8.6974 | 0.32606 | 4050.7 | 4637.6 | 8.6426 | 0.29342 | 4050.2 | 4637 | 8.5936 | #VALUE! | #VALUE! | #VALUE! | #VALUE! | #VALUE! | #VALUE! | #VALUE! | #VALUE! | #VALUE! | #VALUE! | #VALUE! | #VALUE! | #VALUE! | #VALUE! | #VALUE! | #VALUE! | #VALUE! | #VALUE! | #VALUE! | #VALUE! | #VALUE! | #VALUE! | #VALUE! | #VALUE!
P= | 2.5 | Mpa | 224 | deg C | 3 | Mpa | 233.9 | deg C | 3.5 | Mpa | 242.6 | deg C
Temp | volume | energy | enthalpy | entropy | volume | energy | enthalpy | entropy | volume | energy | enthalpy | entropy
deg C | v(m^3/kg) | u(kJ/kg) | h(kJ/kg) | s(kJ/kg.K) | v(m^3/kg) | u(kJ/kg) | h(kJ/kg) | s(kJ/kg.K) | v(m^3/kg) | u(kJ/kg) | h(kJ/kg) | s(kJ/kg.K)
Sat. | 0.079949 | 2602.1 | 2801.9 | 6.2558 | 0.066664 | 2603.2 | 2803.2 | 6.1856 | 0.057058 | 2602.9 | 2802.6 | 6.1243 | #VALUE! | #VALUE! | #VALUE! | #VALUE! | #VALUE! | #VALUE! | #VALUE! | #VALUE! | #VALUE! | #VALUE! | #VALUE! | #VALUE! | #VALUE! | #VALUE! | #VALUE! | #VALUE! | #VALUE! | #VALUE! | #VALUE! | #VALUE! | #VALUE! | #VALUE! | #VALUE! | #VALUE!
250 | 0.087053 | 2663.3 | 2880.9 | 6.4107 | 0.070627 | 2644.7 | 2856.5 | 6.2893 | 0.058757 | 2624 | 2829.7 | 6.1764 | #VALUE! | #VALUE! | #VALUE! | #VALUE! | #VALUE! | #VALUE! | #VALUE! | #VALUE! | #VALUE! | #VALUE! | #VALUE! | #VALUE! | #VALUE! | #VALUE! | #VALUE! | #VALUE! | #VALUE! | #VALUE! | #VALUE! | #VALUE! | #VALUE! | #VALUE! | #VALUE! | #VALUE!
300 | 0.098937 | 2762.2 | 3009.6 | 6.6459 | 0.081179 | 2750.8 | 2994.3 | 6.5412 | 0.068453 | 2738.8 | 2978.4 | 6.4484 | #VALUE! | #VALUE! | #VALUE! | #VALUE! | #VALUE! | #VALUE! | #VALUE! | #VALUE! | #VALUE! | #VALUE! | #VALUE! | #VALUE! | #VALUE! | #VALUE! | #VALUE! | #VALUE! | #VALUE! | #VALUE! | #VALUE! | #VALUE! | #VALUE! | #VALUE! | #VALUE! | #VALUE!
350 | 0.10979 | 2852.5 | 3127 | 6.8424 | 0.090556 | 2844.4 | 3116.1 | 6.7449 | 0.076804 | 2836 | 3104.8 | 6.6601 | #VALUE! | #VALUE! | #VALUE! | #VALUE! | #VALUE! | #VALUE! | #VALUE! | #VALUE! | #VALUE! | #VALUE! | #VALUE! | #VALUE! | #VALUE! | #VALUE! | #VALUE! | #VALUE! | #VALUE! | #VALUE! | #VALUE! | #VALUE! | #VALUE! | #VALUE! | #VALUE! | #VALUE!
400 | 0.12012 | 2939.8 | 3240.1 | 7.017 | 0.099379 | 2933.5 | 3231.7 | 6.9234 | 0.084556 | 2927.2 | 3223.2 | 6.8427 | #VALUE! | #VALUE! | #VALUE! | #VALUE! | #VALUE! | #VALUE! | #VALUE! | #VALUE! | #VALUE! | #VALUE! | #VALUE! | #VALUE! | #VALUE! | #VALUE! | #VALUE! | #VALUE! | #VALUE! | #VALUE! | #VALUE! | #VALUE! | #VALUE! | #VALUE! | #VALUE! | #VALUE!
450 | 0.13015 | 3026.2 | 3351.6 | 7.1767 | 0.10789 | 3021.2 | 3344.8 | 7.0856 | 0.091978 | 3016.1 | 3338 | 7.0074 | #VALUE! | #VALUE! | #VALUE! | #VALUE! | #VALUE! | #VALUE! | #VALUE! | #VALUE! | #VALUE! | #VALUE! | #VALUE! | #VALUE! | #VALUE! | #VALUE! | #VALUE! | #VALUE! | #VALUE! | #VALUE! | #VALUE! | #VALUE! | #VALUE! | #VALUE! | #VALUE! | #VALUE!
500 | 0.13999 | 3112.8 | 3462.7 | 7.3254 | 0.1162 | 3108.6 | 3457.2 | 7.2359 | 0.099195 | 3104.5 | 3451.6 | 7.1593 | #VALUE! | #VALUE! | #VALUE! | #VALUE! | #VALUE! | #VALUE! | #VALUE! | #VALUE! | #VALUE! | #VALUE! | #VALUE! | #VALUE! | #VALUE! | #VALUE! | #VALUE! | #VALUE! | #VALUE! | #VALUE! | #VALUE! | #VALUE! | #VALUE! | #VALUE! | #VALUE! | #VALUE!
600 | 0.15931 | 3288.5 | 3686.8 | 7.5979 | 0.13245 | 3285.5 | 3682.8 | 7.5103 | 0.11325 | 3282.5 | 3678.9 | 7.4356 | #VALUE! | #VALUE! | #VALUE! | #VALUE! | #VALUE! | #VALUE! | #VALUE! | #VALUE! | #VALUE! | #VALUE! | #VALUE! | #VALUE! | #VALUE! | #VALUE! | #VALUE! | #VALUE! | #VALUE! | #VALUE! | #VALUE! | #VALUE! | #VALUE! | #VALUE! | #VALUE! | #VALUE!
700 | 0.17835 | 3469.3 | 3915.2 | 7.8455 | 0.14841 | 3467 | 3912.2 | 7.759 | 0.12702 | 3464.7 | 3909.3 | 7.6854 | #VALUE! | #VALUE! | #VALUE! | #VALUE! | #VALUE! | #VALUE! | #VALUE! | #VALUE! | #VALUE! | #VALUE! | #VALUE! | #VALUE! | #VALUE! | #VALUE! | #VALUE! | #VALUE! | #VALUE! | #VALUE! | #VALUE! | #VALUE! | #VALUE! | #VALUE! | #VALUE! | #VALUE!
800 | 0.19721 | 3656.2 | 4149.2 | 8.0743 | 0.1642 | 3654.3 | 4146.9 | 7.9885 | 0.14061 | 3652.5 | 4144.6 | 7.9156 | #VALUE! | #VALUE! | #VALUE! | #VALUE! | #VALUE! | #VALUE! | #VALUE! | #VALUE! | #VALUE! | #VALUE! | #VALUE! | #VALUE! | #VALUE! | #VALUE! | #VALUE! | #VALUE! | #VALUE! | #VALUE! | #VALUE! | #VALUE! | #VALUE! | #VALUE! | #VALUE! | #VALUE!
900 | 0.21597 | 3849.4 | 4389.3 | 8.2882 | 0.17988 | 3847.9 | 4387.5 | 8.2028 | 0.1541 | 3846.4 | 4385.7 | 8.1303 | #VALUE! | #VALUE! | #VALUE! | #VALUE! | #VALUE! | #VALUE! | #VALUE! | #VALUE! | #VALUE! | #VALUE! | #VALUE! | #VALUE! | #VALUE! | #VALUE! | #VALUE! | #VALUE! | #VALUE! | #VALUE! | #VALUE! | #VALUE! | #VALUE! | #VALUE! | #VALUE! | #VALUE!
1000 | 0.23466 | 4048.9 | 4635.6 | 8.4896 | 0.19549 | 4047.7 | 4634.1 | 8.4045 | 0.16751 | 4046.4 | 4632.7 | 8.3324 | #VALUE! | #VALUE! | #VALUE! | #VALUE! | #VALUE! | #VALUE! | #VALUE! | #VALUE! | #VALUE! | #VALUE! | #VALUE! | #VALUE! | #VALUE! | #VALUE! | #VALUE! | #VALUE! | #VALUE! | #VALUE! | #VALUE! | #VALUE! | #VALUE! | #VALUE! | #VALUE! | #VALUE!
P= | 4 | Mpa | 250.4 | deg C | 4.5 | Mpa | 257.4 | deg C | 5 | Mpa | 263.9 | deg C
Temp | volume | energy | enthalpy | entropy | volume | energy | enthalpy | entropy | volume | energy | enthalpy | entropy
deg C | v(m^3/kg) | u(kJ/kg) | h(kJ/kg) | s(kJ/kg.K) | v(m^3/kg) | u(kJ/kg) | h(kJ/kg) | s(kJ/kg.K) | v(m^3/kg) | u(kJ/kg) | h(kJ/kg) | s(kJ/kg.K)
Sat. | 0.049776 | 2601.7 | 2800.8 | 6.0696 | 0.044059 | 2599.7 | 2797.9 | 6.0197 | 0.039446 | 2597 | 2794.2 | 5.9737 | #VALUE! | #VALUE! | #VALUE! | #VALUE! | #VALUE! | #VALUE! | #VALUE! | #VALUE! | #VALUE! | #VALUE! | #VALUE! | #VALUE! | #VALUE! | #VALUE! | #VALUE! | #VALUE! | #VALUE! | #VALUE! | #VALUE! | #VALUE! | #VALUE! | #VALUE! | #VALUE! | #VALUE!
275 | 0.054607 | 2668.9 | 2887.3 | 6.2312 | 0.047333 | 2651.3 | 2864.3 | 6.1429 | 0.041439 | 2632.3 | 2839.5 | 6.0571 | #VALUE! | #VALUE! | #VALUE! | #VALUE! | #VALUE! | #VALUE! | #VALUE! | #VALUE! | #VALUE! | #VALUE! | #VALUE! | #VALUE! | #VALUE! | #VALUE! | #VALUE! | #VALUE! | #VALUE! | #VALUE! | #VALUE! | #VALUE! | #VALUE! | #VALUE! | #VALUE! | #VALUE!
300 | 0.05887 | 2726.2 | 2961.7 | 6.3639 | 0.051378 | 2713 | 2944.2 | 6.2854 | 0.045346 | 2699 | 2925.7 | 6.211 | #VALUE! | #VALUE! | #VALUE! | #VALUE! | #VALUE! | #VALUE! | #VALUE! | #VALUE! | #VALUE! | #VALUE! | #VALUE! | #VALUE! | #VALUE! | #VALUE! | #VALUE! | #VALUE! | #VALUE! | #VALUE! | #VALUE! | #VALUE! | #VALUE! | #VALUE! | #VALUE! | #VALUE!
350 | 0.066473 | 2827.4 | 3093.3 | 6.5843 | 0.058423 | 2818.6 | 3081.5 | 6.5153 | 0.051969 | 2809.5 | 3069.3 | 6.4516 | #VALUE! | #VALUE! | #VALUE! | #VALUE! | #VALUE! | #VALUE! | #VALUE! | #VALUE! | #VALUE! | #VALUE! | #VALUE! | #VALUE! | #VALUE! | #VALUE! | #VALUE! | #VALUE! | #VALUE! | #VALUE! | #VALUE! | #VALUE! | #VALUE! | #VALUE! | #VALUE! | #VALUE!
400 | 0.073431 | 2920.7 | 3214.5 | 6.7714 | 0.064772 | 2914.2 | 3205.6 | 6.707 | 0.057837 | 2907.5 | 3196.7 | 6.6483 | #VALUE! | #VALUE! | #VALUE! | #VALUE! | #VALUE! | #VALUE! | #VALUE! | #VALUE! | #VALUE! | #VALUE! | #VALUE! | #VALUE! | #VALUE! | #VALUE! | #VALUE! | #VALUE! | #VALUE! | #VALUE! | #VALUE! | #VALUE! | #VALUE! | #VALUE! | #VALUE! | #VALUE!
450 | 0.080043 | 3011 | 3331.2 | 6.9386 | 0.070756 | 3005.8 | 3324.2 | 6.877 | 0.063323 | 3000.6 | 3317.2 | 6.821 | #VALUE! | #VALUE! | #VALUE! | #VALUE! | #VALUE! | #VALUE! | #VALUE! | #VALUE! | #VALUE! | #VALUE! | #VALUE! | #VALUE! | #VALUE! | #VALUE! | #VALUE! | #VALUE! | #VALUE! | #VALUE! | #VALUE! | #VALUE! | #VALUE! | #VALUE! | #VALUE! | #VALUE!
500 | 0.086442 | 3100.3 | 3446 | 7.0922 | 0.076521 | 3096 | 3440.4 | 7.0323 | 0.068583 | 3091.7 | 3434.7 | 6.9781 | #VALUE! | #VALUE! | #VALUE! | #VALUE! | #VALUE! | #VALUE! | #VALUE! | #VALUE! | #VALUE! | #VALUE! | #VALUE! | #VALUE! | #VALUE! | #VALUE! | #VALUE! | #VALUE! | #VALUE! | #VALUE! | #VALUE! | #VALUE! | #VALUE! | #VALUE! | #VALUE! | #VALUE!
600 | 0.098859 | 3279.4 | 3674.9 | 7.3705 | 0.087662 | 3276.4 | 3670.9 | 7.3127 | 0.078704 | 3273.3 | 3666.8 | 7.2605 | #VALUE! | #VALUE! | #VALUE! | #VALUE! | #VALUE! | #VALUE! | #VALUE! | #VALUE! | #VALUE! | #VALUE! | #VALUE! | #VALUE! | #VALUE! | #VALUE! | #VALUE! | #VALUE! | #VALUE! | #VALUE! | #VALUE! | #VALUE! | #VALUE! | #VALUE! | #VALUE! | #VALUE!
700 | 0.11098 | 3462.4 | 3906.3 | 7.6214 | 0.0985 | 3460 | 3903.3 | 7.5646 | 0.088518 | 3457.7 | 3900.3 | 7.5136 | #VALUE! | #VALUE! | #VALUE! | #VALUE! | #VALUE! | #VALUE! | #VALUE! | #VALUE! | #VALUE! | #VALUE! | #VALUE! | #VALUE! | #VALUE! | #VALUE! | #VALUE! | #VALUE! | #VALUE! | #VALUE! | #VALUE! | #VALUE! | #VALUE! | #VALUE! | #VALUE! | #VALUE!
800 | 0.12292 | 3650.6 | 4142.3 | 7.8523 | 0.10916 | 3648.8 | 4140 | 7.7962 | 0.098158 | 3646.9 | 4137.7 | 7.7458 | #VALUE! | #VALUE! | #VALUE! | #VALUE! | #VALUE! | #VALUE! | #VALUE! | #VALUE! | #VALUE! | #VALUE! | #VALUE! | #VALUE! | #VALUE! | #VALUE! | #VALUE! | #VALUE! | #VALUE! | #VALUE! | #VALUE! | #VALUE! | #VALUE! | #VALUE! | #VALUE! | #VALUE!
900 | 0.13476 | 3844.8 | 4383.9 | 8.0674 | 0.11972 | 3843.3 | 4382.1 | 8.0118 | 0.10769 | 3841.8 | 4380.2 | 7.9618 | #VALUE! | #VALUE! | #VALUE! | #VALUE! | #VALUE! | #VALUE! | #VALUE! | #VALUE! | #VALUE! | #VALUE! | #VALUE! | #VALUE! | #VALUE! | #VALUE! | #VALUE! | #VALUE! | #VALUE! | #VALUE! | #VALUE! | #VALUE! | #VALUE! | #VALUE! | #VALUE! | #VALUE!
1000 | 0.14652 | 4045.1 | 4631.2 | 8.2697 | 0.1302 | 4043.9 | 4629.8 | 8.2144 | 0.11715 | 4042.6 | 4628.3 | 8.1648 | #VALUE! | #VALUE! | #VALUE! | #VALUE! | #VALUE! | #VALUE! | #VALUE! | #VALUE! | #VALUE! | #VALUE! | #VALUE! | #VALUE! | #VALUE! | #VALUE! | #VALUE! | #VALUE! | #VALUE! | #VALUE! | #VALUE! | #VALUE! | #VALUE! | #VALUE! | #VALUE! | #VALUE!
P= | 6 | Mpa | 275.6 | deg C | 7 | Mpa | 285.8 | deg C | 8 | Mpa | 295 | deg C
Temp | volume | energy | enthalpy | entropy | volume | energy | enthalpy | entropy | volume | energy | enthalpy | entropy
deg C | v(m^3/kg) | u(kJ/kg) | h(kJ/kg) | s(kJ/kg.K) | v(m^3/kg) | u(kJ/kg) | h(kJ/kg) | s(kJ/kg.K) | v(m^3/kg) | u(kJ/kg) | h(kJ/kg) | s(kJ/kg.K)
Sat. | 0.032448 | 2589.9 | 2784.6 | 5.8901 | 0.027378 | 2581 | 2772.6 | 5.8148 | 0.023526 | 2570.5 | 2758.7 | 5.745 | #VALUE! | #VALUE! | #VALUE! | #VALUE! | #VALUE! | #VALUE! | #VALUE! | #VALUE! | #VALUE! | #VALUE! | #VALUE! | #VALUE! | #VALUE! | #VALUE! | #VALUE! | #VALUE! | #VALUE! | #VALUE! | #VALUE! | #VALUE! | #VALUE! | #VALUE! | #VALUE! | #VALUE!
300 | 0.036189 | 2668.4 | 2885.5 | 6.0703 | 0.029492 | 2633.5 | 2839.9 | 5.9337 | 0.024279 | 2592.3 | 2786.5 | 5.7937 | #VALUE! | #VALUE! | #VALUE! | #VALUE! | #VALUE! | #VALUE! | #VALUE! | #VALUE! | #VALUE! | #VALUE! | #VALUE! | #VALUE! | #VALUE! | #VALUE! | #VALUE! | #VALUE! | #VALUE! | #VALUE! | #VALUE! | #VALUE! | #VALUE! | #VALUE! | #VALUE! | #VALUE!
350 | 0.042251 | 2790.4 | 3043.9 | 6.3357 | 0.035262 | 2770.1 | 3016.9 | 6.2304 | 0.029975 | 2748.3 | 2988.1 | 6.1321 | #VALUE! | #VALUE! | #VALUE! | #VALUE! | #VALUE! | #VALUE! | #VALUE! | #VALUE! | #VALUE! | #VALUE! | #VALUE! | #VALUE! | #VALUE! | #VALUE! | #VALUE! | #VALUE! | #VALUE! | #VALUE! | #VALUE! | #VALUE! | #VALUE! | #VALUE! | #VALUE! | #VALUE!
400 | 0.047419 | 2893.7 | 3178.2 | 6.5432 | 0.039958 | 2879.5 | 3159.2 | 6.4502 | 0.034344 | 2864.6 | 3139.4 | 6.3658 | #VALUE! | #VALUE! | #VALUE! | #VALUE! | #VALUE! | #VALUE! | #VALUE! | #VALUE! | #VALUE! | #VALUE! | #VALUE! | #VALUE! | #VALUE! | #VALUE! | #VALUE! | #VALUE! | #VALUE! | #VALUE! | #VALUE! | #VALUE! | #VALUE! | #VALUE! | #VALUE! | #VALUE!
450 | 0.052166 | 2989.9 | 3302.9 | 6.7219 | 0.044187 | 2979 | 3288.3 | 6.6353 | 0.038194 | 2967.8 | 3273.3 | 6.5579 | #VALUE! | #VALUE! | #VALUE! | #VALUE! | #VALUE! | #VALUE! | #VALUE! | #VALUE! | #VALUE! | #VALUE! | #VALUE! | #VALUE! | #VALUE! | #VALUE! | #VALUE! | #VALUE! | #VALUE! | #VALUE! | #VALUE! | #VALUE! | #VALUE! | #VALUE! | #VALUE! | #VALUE!
500 | 0.056671 | 3083.1 | 3423.1 | 6.8826 | 0.048157 | 3074.3 | 3411.4 | 6.8 | 0.041767 | 3065.4 | 3399.5 | 6.7266 | #VALUE! | #VALUE! | #VALUE! | #VALUE! | #VALUE! | #VALUE! | #VALUE! | #VALUE! | #VALUE! | #VALUE! | #VALUE! | #VALUE! | #VALUE! | #VALUE! | #VALUE! | #VALUE! | #VALUE! | #VALUE! | #VALUE! | #VALUE! | #VALUE! | #VALUE! | #VALUE! | #VALUE!
600 | 0.065265 | 3267.2 | 3658.7 | 7.1693 | 0.055665 | 3260.9 | 3650.6 | 7.091 | 0.048463 | 3254.7 | 3642.4 | 7.0221 | #VALUE! | #VALUE! | #VALUE! | #VALUE! | #VALUE! | #VALUE! | #VALUE! | #VALUE! | #VALUE! | #VALUE! | #VALUE! | #VALUE! | #VALUE! | #VALUE! | #VALUE! | #VALUE! | #VALUE! | #VALUE! | #VALUE! | #VALUE! | #VALUE! | #VALUE! | #VALUE! | #VALUE!
700 | 0.073545 | 3453 | 3894.3 | 7.4246 | 0.06285 | 3448.3 | 3888.2 | 7.3486 | 0.054828 | 3443.6 | 3882.2 | 7.2821 | #VALUE! | #VALUE! | #VALUE! | #VALUE! | #VALUE! | #VALUE! | #VALUE! | #VALUE! | #VALUE! | #VALUE! | #VALUE! | #VALUE! | #VALUE! | #VALUE! | #VALUE! | #VALUE! | #VALUE! | #VALUE! | #VALUE! | #VALUE! | #VALUE! | #VALUE! | #VALUE! | #VALUE!
800 | 0.081648 | 3643.2 | 4133.1 | 7.6582 | 0.069855 | 3639.5 | 4128.4 | 7.5836 | 0.061011 | 3635.7 | 4123.8 | 7.5184 | #VALUE! | #VALUE! | #VALUE! | #VALUE! | #VALUE! | #VALUE! | #VALUE! | #VALUE! | #VALUE! | #VALUE! | #VALUE! | #VALUE! | #VALUE! | #VALUE! | #VALUE! | #VALUE! | #VALUE! | #VALUE! | #VALUE! | #VALUE! | #VALUE! | #VALUE! | #VALUE! | #VALUE!
900 | 0.089641 | 3838.8 | 4376.6 | 7.8751 | 0.07675 | 3835.7 | 4373 | 7.8014 | 0.067082 | 3832.6 | 4369.3 | 7.7371 | #VALUE! | #VALUE! | #VALUE! | #VALUE! | #VALUE! | #VALUE! | #VALUE! | #VALUE! | #VALUE! | #VALUE! | #VALUE! | #VALUE! | #VALUE! | #VALUE! | #VALUE! | #VALUE! | #VALUE! | #VALUE! | #VALUE! | #VALUE! | #VALUE! | #VALUE! | #VALUE! | #VALUE!
1000 | 0.09756 | 4040.1 | 4625.4 | 8.0786 | 0.083571 | 4037.5 | 4622.5 | 8.0055 | 0.073079 | 4035 | 4619.6 | 7.9419 | #VALUE! | #VALUE! | #VALUE! | #VALUE! | #VALUE! | #VALUE! | #VALUE! | #VALUE! | #VALUE! | #VALUE! | #VALUE! | #VALUE! | #VALUE! | #VALUE! | #VALUE! | #VALUE! | #VALUE! | #VALUE! | #VALUE! | #VALUE! | #VALUE! | #VALUE! | #VALUE! | #VALUE!
P= | 9 | Mpa | 303.3 | deg C | 10 | Mpa | 311 | deg C | 12.5 | Mpa | 327.8 | deg C
Temp | volume | energy | enthalpy | entropy | volume | energy | enthalpy | entropy | volume | energy | enthalpy | entropy
deg C | v(m^3/kg) | u(kJ/kg) | h(kJ/kg) | s(kJ/kg.K) | v(m^3/kg) | u(kJ/kg) | h(kJ/kg) | s(kJ/kg.K) | v(m^3/kg) | u(kJ/kg) | h(kJ/kg) | s(kJ/kg.K)
Sat. | 0.02049 | 2558.5 | 2742.9 | 5.6791 | 0.01803 | 2545.2 | 2725.5 | 5.616 | 0.013496 | 2505.6 | 2674.3 | 5.4638 | #VALUE! | #VALUE! | #VALUE! | #VALUE! | #VALUE! | #VALUE! | #VALUE! | #VALUE! | #VALUE! | #VALUE! | #VALUE! | #VALUE! | #VALUE! | #VALUE! | #VALUE! | #VALUE! | #VALUE! | #VALUE! | #VALUE! | #VALUE! | #VALUE! | #VALUE! | #VALUE! | #VALUE!
350 | 0.025816 | 2724.9 | 2957.3 | 6.038 | 0.02244 | 2699.6 | 2924 | 5.9459 | 0.016138 | 2624.8 | 2826.6 | 5.713 | #VALUE! | #VALUE! | #VALUE! | #VALUE! | #VALUE! | #VALUE! | #VALUE! | #VALUE! | #VALUE! | #VALUE! | #VALUE! | #VALUE! | #VALUE! | #VALUE! | #VALUE! | #VALUE! | #VALUE! | #VALUE! | #VALUE! | #VALUE! | #VALUE! | #VALUE! | #VALUE! | #VALUE!
400 | 0.02996 | 2849.2 | 3118.8 | 6.2876 | 0.026436 | 2833.1 | 3097.4 | 6.2141 | 0.02003 | 2789.6 | 3040 | 6.0433 | #VALUE! | #VALUE! | #VALUE! | #VALUE! | #VALUE! | #VALUE! | #VALUE! | #VALUE! | #VALUE! | #VALUE! | #VALUE! | #VALUE! | #VALUE! | #VALUE! | #VALUE! | #VALUE! | #VALUE! | #VALUE! | #VALUE! | #VALUE! | #VALUE! | #VALUE! | #VALUE! | #VALUE!
450 | 0.033524 | 2956.3 | 3258 | 6.4872 | 0.029782 | 2944.5 | 3242.3 | 6.4219 | 0.023019 | 2913.7 | 3201.4 | 6.2749 | #VALUE! | #VALUE! | #VALUE! | #VALUE! | #VALUE! | #VALUE! | #VALUE! | #VALUE! | #VALUE! | #VALUE! | #VALUE! | #VALUE! | #VALUE! | #VALUE! | #VALUE! | #VALUE! | #VALUE! | #VALUE! | #VALUE! | #VALUE! | #VALUE! | #VALUE! | #VALUE! | #VALUE!
500 | 0.036793 | 3056.3 | 3387.4 | 6.6603 | 0.032811 | 3047 | 3375.1 | 6.5995 | 0.02563 | 3023.2 | 3343.6 | 6.465 | #VALUE! | #VALUE! | #VALUE! | #VALUE! | #VALUE! | #VALUE! | #VALUE! | #VALUE! | #VALUE! | #VALUE! | #VALUE! | #VALUE! | #VALUE! | #VALUE! | #VALUE! | #VALUE! | #VALUE! | #VALUE! | #VALUE! | #VALUE! | #VALUE! | #VALUE! | #VALUE! | #VALUE!
600 | 0.042861 | 3248.4 | 3634.1 | 6.9605 | 0.038378 | 3242 | 3625.8 | 6.9045 | 0.030306 | 3225.8 | 3604.6 | 6.7828 | #VALUE! | #VALUE! | #VALUE! | #VALUE! | #VALUE! | #VALUE! | #VALUE! | #VALUE! | #VALUE! | #VALUE! | #VALUE! | #VALUE! | #VALUE! | #VALUE! | #VALUE! | #VALUE! | #VALUE! | #VALUE! | #VALUE! | #VALUE! | #VALUE! | #VALUE! | #VALUE! | #VALUE!
700 | 0.048589 | 3438.8 | 3876.1 | 7.2229 | 0.043597 | 3434 | 3870 | 7.1693 | 0.034612 | 3422 | 3854.6 | 7.0539 | #VALUE! | #VALUE! | #VALUE! | #VALUE! | #VALUE! | #VALUE! | #VALUE! | #VALUE! | #VALUE! | #VALUE! | #VALUE! | #VALUE! | #VALUE! | #VALUE! | #VALUE! | #VALUE! | #VALUE! | #VALUE! | #VALUE! | #VALUE! | #VALUE! | #VALUE! | #VALUE! | #VALUE!
800 | 0.054132 | 3632 | 4119.1 | 7.4606 | 0.048629 | 3628.2 | 4114.5 | 7.4085 | 0.038724 | 3618.7 | 4102.8 | 7.2967 | #VALUE! | #VALUE! | #VALUE! | #VALUE! | #VALUE! | #VALUE! | #VALUE! | #VALUE! | #VALUE! | #VALUE! | #VALUE! | #VALUE! | #VALUE! | #VALUE! | #VALUE! | #VALUE! | #VALUE! | #VALUE! | #VALUE! | #VALUE! | #VALUE! | #VALUE! | #VALUE! | #VALUE!
900 | 0.059562 | 3829.6 | 4365.7 | 7.6802 | 0.053547 | 3826.5 | 4362 | 7.629 | 0.04272 | 3818.9 | 4352.9 | 7.5194 | #VALUE! | #VALUE! | #VALUE! | #VALUE! | #VALUE! | #VALUE! | #VALUE! | #VALUE! | #VALUE! | #VALUE! | #VALUE! | #VALUE! | #VALUE! | #VALUE! | #VALUE! | #VALUE! | #VALUE! | #VALUE! | #VALUE! | #VALUE! | #VALUE! | #VALUE! | #VALUE! | #VALUE!
1000 | 0.064918 | 4032.4 | 4616.7 | 7.8855 | 0.05839 | 4029.9 | 4613.8 | 7.8349 | 0.046641 | 4023.5 | 4606.5 | 7.7269 | #VALUE! | #VALUE! | #VALUE! | #VALUE! | #VALUE! | #VALUE! | #VALUE! | #VALUE! | #VALUE! | #VALUE! | #VALUE! | #VALUE! | #VALUE! | #VALUE! | #VALUE! | #VALUE! | #VALUE! | #VALUE! | #VALUE! | #VALUE! | #VALUE! | #VALUE! | #VALUE! | #VALUE!
P= | 15 | Mpa | 342.16 | deg C | 17.5 | Mpa | 354.7 | deg C | 20 | Mpa | 365.8 | deg C
Temp | volume | energy | enthalpy | entropy | volume | energy | enthalpy | entropy | volume | energy | enthalpy | entropy
deg C | v(m^3/kg) | u(kJ/kg) | h(kJ/kg) | s(kJ/kg.K) | v(m^3/kg) | u(kJ/kg) | h(kJ/kg) | s(kJ/kg.K) | v(m^3/kg) | u(kJ/kg) | h(kJ/kg) | s(kJ/kg.K)
Sat. | 0.010338 | 2455.6 | 2610.7 | 5.3106 | 0.0079292 | 2390.5 | 2529.3 | 5.1431 | 0.0058652 | 2295 | 2412.3 | 4.9314 | #VALUE! | #VALUE! | #VALUE! | #VALUE! | #VALUE! | #VALUE! | #VALUE! | #VALUE! | #VALUE! | #VALUE! | #VALUE! | #VALUE! | #VALUE! | #VALUE! | #VALUE! | #VALUE! | #VALUE! | #VALUE! | #VALUE! | #VALUE! | #VALUE! | #VALUE! | #VALUE! | #VALUE!
375 | 0.013902 | 2650.4 | 2858.9 | 5.705 | 0.01056 | 2567.5 | 2752.3 | 5.4936 | 0.0076764 | 2449.1 | 2602.6 | 5.2275 | #VALUE! | #VALUE! | #VALUE! | #VALUE! | #VALUE! | #VALUE! | #VALUE! | #VALUE! | #VALUE! | #VALUE! | #VALUE! | #VALUE! | #VALUE! | #VALUE! | #VALUE! | #VALUE! | #VALUE! | #VALUE! | #VALUE! | #VALUE! | #VALUE! | #VALUE! | #VALUE! | #VALUE!
400 | 0.015671 | 2740.6 | 2975.7 | 5.8819 | 0.012463 | 2684.3 | 2902.4 | 5.7211 | 0.0099503 | 2617.9 | 2816.9 | 5.5525 | #VALUE! | #VALUE! | #VALUE! | #VALUE! | #VALUE! | #VALUE! | #VALUE! | #VALUE! | #VALUE! | #VALUE! | #VALUE! | #VALUE! | #VALUE! | #VALUE! | #VALUE! | #VALUE! | #VALUE! | #VALUE! | #VALUE! | #VALUE! | #VALUE! | #VALUE! | #VALUE! | #VALUE!
450 | 0.018477 | 2880.7 | 3157.9 | 6.1434 | 0.015204 | 2845.4 | 3111.4 | 6.0212 | 0.012721 | 2807.2 | 3061.7 | 5.9043 | #VALUE! | #VALUE! | #VALUE! | #VALUE! | #VALUE! | #VALUE! | #VALUE! | #VALUE! | #VALUE! | #VALUE! | #VALUE! | #VALUE! | #VALUE! | #VALUE! | #VALUE! | #VALUE! | #VALUE! | #VALUE! | #VALUE! | #VALUE! | #VALUE! | #VALUE! | #VALUE! | #VALUE!
500 | 0.020827 | 2998.4 | 3310.8 | 6.348 | 0.017385 | 2972.4 | 3276.7 | 6.2424 | 0.014793 | 2945.3 | 3241.2 | 6.1446 | #VALUE! | #VALUE! | #VALUE! | #VALUE! | #VALUE! | #VALUE! | #VALUE! | #VALUE! | #VALUE! | #VALUE! | #VALUE! | #VALUE! | #VALUE! | #VALUE! | #VALUE! | #VALUE! | #VALUE! | #VALUE! | #VALUE! | #VALUE! | #VALUE! | #VALUE! | #VALUE! | #VALUE!
600 | 0.024921 | 3209.3 | 3583.1 | 6.6796 | 0.021073 | 3192.5 | 3561.3 | 6.589 | 0.018185 | 3175.3 | 3539 | 6.5075 | #VALUE! | #VALUE! | #VALUE! | #VALUE! | #VALUE! | #VALUE! | #VALUE! | #VALUE! | #VALUE! | #VALUE! | #VALUE! | #VALUE! | #VALUE! | #VALUE! | #VALUE! | #VALUE! | #VALUE! | #VALUE! | #VALUE! | #VALUE! | #VALUE! | #VALUE! | #VALUE! | #VALUE!
700 | 0.028621 | 3409.8 | 3839.1 | 6.9572 | 0.024342 | 3397.5 | 3823.5 | 6.8734 | 0.021133 | 3385.1 | 3807.8 | 6.799 | #VALUE! | #VALUE! | #VALUE! | #VALUE! | #VALUE! | #VALUE! | #VALUE! | #VALUE! | #VALUE! | #VALUE! | #VALUE! | #VALUE! | #VALUE! | #VALUE! | #VALUE! | #VALUE! | #VALUE! | #VALUE! | #VALUE! | #VALUE! | #VALUE! | #VALUE! | #VALUE! | #VALUE!
800 | 0.032121 | 3609.2 | 4091.1 | 7.2037 | 0.027405 | 3599.7 | 4079.3 | 7.1236 | 0.023869 | 3590.1 | 4067.5 | 7.0531 | #VALUE! | #VALUE! | #VALUE! | #VALUE! | #VALUE! | #VALUE! | #VALUE! | #VALUE! | #VALUE! | #VALUE! | #VALUE! | #VALUE! | #VALUE! | #VALUE! | #VALUE! | #VALUE! | #VALUE! | #VALUE! | #VALUE! | #VALUE! | #VALUE! | #VALUE! | #VALUE! | #VALUE!
900 | 0.035503 | 3811.2 | 4343.7 | 7.4288 | 0.030348 | 3803.4 | 4334.5 | 7.3511 | 0.026483 | 3795.7 | 4325.4 | 7.2829 | #VALUE! | #VALUE! | #VALUE! | #VALUE! | #VALUE! | #VALUE! | #VALUE! | #VALUE! | #VALUE! | #VALUE! | #VALUE! | #VALUE! | #VALUE! | #VALUE! | #VALUE! | #VALUE! | #VALUE! | #VALUE! | #VALUE! | #VALUE! | #VALUE! | #VALUE! | #VALUE! | #VALUE!
1000 | 0.038808 | 4017.1 | 4599.2 | 7.6378 | 0.033215 | 4010.7 | 4592 | 7.5616 | 0.02902 | 4004.3 | 4584.7 | 7.495 | #VALUE! | #VALUE! | #VALUE! | #VALUE! | #VALUE! | #VALUE! | #VALUE! | #VALUE! | #VALUE! | #VALUE! | #VALUE! | #VALUE! | #VALUE! | #VALUE! | #VALUE! | #VALUE! | #VALUE! | #VALUE! | #VALUE! | #VALUE! | #VALUE! | #VALUE! | #VALUE! | #VALUE!
P= | 25 | Mpa |  |  | 30 | Mpa |  |  | 40 | Mpa
Temp | volume | energy | enthalpy | entropy | volume | energy | enthalpy | entropy | volume | energy | enthalpy | entropy
deg C | v(m^3/kg) | u(kJ/kg) | h(kJ/kg) | s(kJ/kg.K) | v(m^3/kg) | u(kJ/kg) | h(kJ/kg) | s(kJ/kg.K) | v(m^3/kg) | u(kJ/kg) | h(kJ/kg) | s(kJ/kg.K) | #VALUE! | #VALUE! | #VALUE! | #VALUE! | #VALUE! | #VALUE! | #VALUE! | #VALUE! | #VALUE! | #VALUE! | #VALUE! | #VALUE! | #VALUE! | #VALUE! | #VALUE! | #VALUE! | #VALUE! | #VALUE! | #VALUE! | #VALUE! | #VALUE! | #VALUE! | #VALUE! | #VALUE!
375 | 0.0019783 | 1799.9 | 1849.4 | 4.0344 | 0.0017916 | 1738.1 | 1791.8 | 3.9313 | 0.0016412 | 1677 | 1742.6 | 3.829 | #VALUE! | #VALUE! | #VALUE! | #VALUE! | #VALUE! | #VALUE! | #VALUE! | #VALUE! | #VALUE! | #VALUE! | #VALUE! | #VALUE! | #VALUE! | #VALUE! | #VALUE! | #VALUE! | #VALUE! | #VALUE! | #VALUE! | #VALUE! | #VALUE! | #VALUE! | #VALUE! | #VALUE!
400 | 0.0060047 | 2428.5 | 2578.6 | 5.14 | 0.0027978 | 2068.9 | 2152.8 | 4.4757 | 0.0019108 | 1854.9 | 1931.4 | 4.1145 | #VALUE! | #VALUE! | #VALUE! | #VALUE! | #VALUE! | #VALUE! | #VALUE! | #VALUE! | #VALUE! | #VALUE! | #VALUE! | #VALUE! | #VALUE! | #VALUE! | #VALUE! | #VALUE! | #VALUE! | #VALUE! | #VALUE! | #VALUE! | #VALUE! | #VALUE! | #VALUE! | #VALUE!
450 | 0.0091763 | 2721.2 | 2950.6 | 5.6759 | 0.0067373 | 2618.9 | 2821 | 5.4421 | 0.0036915 | 2364.2 | 2511.8 | 4.9448 | #VALUE! | #VALUE! | #VALUE! | #VALUE! | #VALUE! | #VALUE! | #VALUE! | #VALUE! | #VALUE! | #VALUE! | #VALUE! | #VALUE! | #VALUE! | #VALUE! | #VALUE! | #VALUE! | #VALUE! | #VALUE! | #VALUE! | #VALUE! | #VALUE! | #VALUE! | #VALUE! | #VALUE!
500 | 0.011143 | 2887.3 | 3165.9 | 5.9642 | 0.0086904 | 2824 | 3084.7 | 5.7956 | 0.0056231 | 2681.6 | 2906.5 | 5.4744 | #VALUE! | #VALUE! | #VALUE! | #VALUE! | #VALUE! | #VALUE! | #VALUE! | #VALUE! | #VALUE! | #VALUE! | #VALUE! | #VALUE! | #VALUE! | #VALUE! | #VALUE! | #VALUE! | #VALUE! | #VALUE! | #VALUE! | #VALUE! | #VALUE! | #VALUE! | #VALUE! | #VALUE!
600 | 0.01414 | 3140 | 3493.5 | 6.3637 | 0.011445 | 3103.4 | 3446.7 | 6.2373 | 0.0080891 | 3026.8 | 3350.4 | 6.017 | #VALUE! | #VALUE! | #VALUE! | #VALUE! | #VALUE! | #VALUE! | #VALUE! | #VALUE! | #VALUE! | #VALUE! | #VALUE! | #VALUE! | #VALUE! | #VALUE! | #VALUE! | #VALUE! | #VALUE! | #VALUE! | #VALUE! | #VALUE! | #VALUE! | #VALUE! | #VALUE! | #VALUE!
700 | 0.016643 | 3359.9 | 3776 | 6.6702 | 0.013653 | 3334.3 | 3743.9 | 6.5598 | 0.0099297 | 3282 | 3679.1 | 6.374 | #VALUE! | #VALUE! | #VALUE! | #VALUE! | #VALUE! | #VALUE! | #VALUE! | #VALUE! | #VALUE! | #VALUE! | #VALUE! | #VALUE! | #VALUE! | #VALUE! | #VALUE! | #VALUE! | #VALUE! | #VALUE! | #VALUE! | #VALUE! | #VALUE! | #VALUE! | #VALUE! | #VALUE!
800 | 0.018922 | 3570.7 | 4043.8 | 6.9322 | 0.015628 | 3551.2 | 4020 | 6.83 | 0.011521 | 3511.8 | 3972.6 | 6.6612 | #VALUE! | #VALUE! | #VALUE! | #VALUE! | #VALUE! | #VALUE! | #VALUE! | #VALUE! | #VALUE! | #VALUE! | #VALUE! | #VALUE! | #VALUE! | #VALUE! | #VALUE! | #VALUE! | #VALUE! | #VALUE! | #VALUE! | #VALUE! | #VALUE! | #VALUE! | #VALUE! | #VALUE!
900 | 0.021075 | 3780.2 | 4307.1 | 7.1668 | 0.017473 | 3764.6 | 4288.8 | 7.0695 | 0.01298 | 3733.3 | 4252.5 | 6.9106 | #VALUE! | #VALUE! | #VALUE! | #VALUE! | #VALUE! | #VALUE! | #VALUE! | #VALUE! | #VALUE! | #VALUE! | #VALUE! | #VALUE! | #VALUE! | #VALUE! | #VALUE! | #VALUE! | #VALUE! | #VALUE! | #VALUE! | #VALUE! | #VALUE! | #VALUE! | #VALUE! | #VALUE!
1000 | 0.02315 | 3991.5 | 4570.2 | 7.382 | 0.01924 | 3978.6 | 4555.8 | 7.288 | 0.01436 | 3952.9 | 4527.3 | 7.1355 | #VALUE! | #VALUE! | #VALUE! | #VALUE! | #VALUE! | #VALUE! | #VALUE! | #VALUE! | #VALUE! | #VALUE! | #VALUE! | #VALUE! | #VALUE! | #VALUE! | #VALUE! | #VALUE! | #VALUE! | #VALUE! | #VALUE! | #VALUE! | #VALUE! | #VALUE! | #VALUE! | #VALUE!
(Source of data: |  | NIST Chemistry WebBook |  |  | Accessed: Jan 2008)

## Press_Sat
http://www.ohio.edu/mechanical/thermo/property_tables/H2O/ | [11 empty] | Calculated by X-Steam Tables | [10 empty] | Error (%)
Water Saturation Properties - Pressure Table | [11 empty] | (prepared by Akira Hoshino)
Pressure | Temp | volume (m^3/kg) |  | energy (kJ/kg) |  | enthalpy (kJ/kg) |  |  | entropy (kJ/kg.K)
MPa | deg C | vf | vg | uf | ug | hf | hfg | hg | sf | sfg | sg | deg C | vf | vg | uf | ug | hf | hfg | hg | sf | sfg | sg | MPa | vf | vg | uf | ug | hf | hfg | hg | sf | sfg | sg
0.001 | 6.9696 | 0.0010001 | 129.18 | 29.298 | 2384.5 | 29.299 | 2484.401 | 2513.7 | 0.10591 | 8.869 | 8.9749 | #VALUE! | #VALUE! | #VALUE! | #VALUE! | #VALUE! | #VALUE! | #VALUE! | #VALUE! | #VALUE! | #VALUE! | #VALUE! | #VALUE! | #VALUE! | #VALUE! | #VALUE! | #VALUE! | #VALUE! | #VALUE! | #VALUE! | #VALUE! | #VALUE! | #VALUE!
0.0012 | 9.6538 | 0.0010003 | 108.67 | 40.568 | 2388.2 | 40.569 | 2478.031 | 2518.6 | 0.14595 | 8.7622 | 8.9082 | #VALUE! | #VALUE! | #VALUE! | #VALUE! | #VALUE! | #VALUE! | #VALUE! | #VALUE! | #VALUE! | #VALUE! | #VALUE! | #VALUE! | #VALUE! | #VALUE! | #VALUE! | #VALUE! | #VALUE! | #VALUE! | #VALUE! | #VALUE! | #VALUE! | #VALUE!
0.0014 | 11.969 | 0.0010005 | 93.899 | 50.279 | 2391.3 | 50.28 | 2472.52 | 2522.8 | 0.18015 | 8.672 | 8.8521 | #VALUE! | #VALUE! | #VALUE! | #VALUE! | #VALUE! | #VALUE! | #VALUE! | #VALUE! | #VALUE! | #VALUE! | #VALUE! | #VALUE! | #VALUE! | #VALUE! | #VALUE! | #VALUE! | #VALUE! | #VALUE! | #VALUE! | #VALUE! | #VALUE! | #VALUE!
0.0016 | 14.01 | 0.0010008 | 82.743 | 58.831 | 2394.1 | 58.833 | 2467.667 | 2526.5 | 0.21004 | 8.5935 | 8.8035 | #VALUE! | #VALUE! | #VALUE! | #VALUE! | #VALUE! | #VALUE! | #VALUE! | #VALUE! | #VALUE! | #VALUE! | #VALUE! | #VALUE! | #VALUE! | #VALUE! | #VALUE! | #VALUE! | #VALUE! | #VALUE! | #VALUE! | #VALUE! | #VALUE! | #VALUE!
0.0018 | 15.837 | 0.0010011 | 74.011 | 66.487 | 2396.6 | 66.489 | 2463.411 | 2529.9 | 0.23662 | 8.5242 | 8.7608 | #VALUE! | #VALUE! | #VALUE! | #VALUE! | #VALUE! | #VALUE! | #VALUE! | #VALUE! | #VALUE! | #VALUE! | #VALUE! | #VALUE! | #VALUE! | #VALUE! | #VALUE! | #VALUE! | #VALUE! | #VALUE! | #VALUE! | #VALUE! | #VALUE! | #VALUE!
0.002 | 17.495 | 0.0010014 | 66.987 | 73.426 | 2398.9 | 73.428 | 2459.472 | 2532.9 | 0.26056 | 8.462 | 8.7226 | #VALUE! | #VALUE! | #VALUE! | #VALUE! | #VALUE! | #VALUE! | #VALUE! | #VALUE! | #VALUE! | #VALUE! | #VALUE! | #VALUE! | #VALUE! | #VALUE! | #VALUE! | #VALUE! | #VALUE! | #VALUE! | #VALUE! | #VALUE! | #VALUE! | #VALUE!
0.003 | 24.079 | 0.0010028 | 45.653 | 100.97 | 2407.9 | 100.98 | 2443.82 | 2544.8 | 0.35429 | 8.2221 | 8.5764 | #VALUE! | #VALUE! | #VALUE! | #VALUE! | #VALUE! | #VALUE! | #VALUE! | #VALUE! | #VALUE! | #VALUE! | #VALUE! | #VALUE! | #VALUE! | #VALUE! | #VALUE! | #VALUE! | #VALUE! | #VALUE! | #VALUE! | #VALUE! | #VALUE! | #VALUE!
0.004 | 28.96 | 0.0010041 | 34.791 | 121.38 | 2414.5 | 121.39 | 2432.31 | 2553.7 | 0.42239 | 8.051 | 8.4734 | #VALUE! | #VALUE! | #VALUE! | #VALUE! | #VALUE! | #VALUE! | #VALUE! | #VALUE! | #VALUE! | #VALUE! | #VALUE! | #VALUE! | #VALUE! | #VALUE! | #VALUE! | #VALUE! | #VALUE! | #VALUE! | #VALUE! | #VALUE! | #VALUE! | #VALUE!
0.006 | 36.159 | 0.0010065 | 23.733 | 151.47 | 2424.2 | 151.48 | 2415.12 | 2566.6 | 0.52082 | 7.8082 | 8.329 | #VALUE! | #VALUE! | #VALUE! | #VALUE! | #VALUE! | #VALUE! | #VALUE! | #VALUE! | #VALUE! | #VALUE! | #VALUE! | #VALUE! | #VALUE! | #VALUE! | #VALUE! | #VALUE! | #VALUE! | #VALUE! | #VALUE! | #VALUE! | #VALUE! | #VALUE!
0.008 | 41.509 | 0.0010085 | 18.099 | 173.83 | 2431.4 | 173.84 | 2402.36 | 2576.2 | 0.59249 | 7.6348 | 8.2273 | #VALUE! | #VALUE! | #VALUE! | #VALUE! | #VALUE! | #VALUE! | #VALUE! | #VALUE! | #VALUE! | #VALUE! | #VALUE! | #VALUE! | #VALUE! | #VALUE! | #VALUE! | #VALUE! | #VALUE! | #VALUE! | #VALUE! | #VALUE! | #VALUE! | #VALUE!
0.01 | 45.806 | 0.0010103 | 14.67 | 191.8 | 2437.2 | 191.81 | 2392.09 | 2583.9 | 0.6492 | 7.4996 | 8.1488 | #VALUE! | #VALUE! | #VALUE! | #VALUE! | #VALUE! | #VALUE! | #VALUE! | #VALUE! | #VALUE! | #VALUE! | #VALUE! | #VALUE! | #VALUE! | #VALUE! | #VALUE! | #VALUE! | #VALUE! | #VALUE! | #VALUE! | #VALUE! | #VALUE! | #VALUE!
0.012 | 49.419 | 0.0010119 | 12.358 | 206.9 | 2442 | 206.91 | 2383.39 | 2590.3 | 0.69628 | 7.3886 | 8.0849 | #VALUE! | #VALUE! | #VALUE! | #VALUE! | #VALUE! | #VALUE! | #VALUE! | #VALUE! | #VALUE! | #VALUE! | #VALUE! | #VALUE! | #VALUE! | #VALUE! | #VALUE! | #VALUE! | #VALUE! | #VALUE! | #VALUE! | #VALUE! | #VALUE! | #VALUE!
0.014 | 52.547 | 0.0010134 | 10.691 | 219.98 | 2446.1 | 219.99 | 2375.81 | 2595.8 | 0.73664 | 7.2945 | 8.0311 | #VALUE! | #VALUE! | #VALUE! | #VALUE! | #VALUE! | #VALUE! | #VALUE! | #VALUE! | #VALUE! | #VALUE! | #VALUE! | #VALUE! | #VALUE! | #VALUE! | #VALUE! | #VALUE! | #VALUE! | #VALUE! | #VALUE! | #VALUE! | #VALUE! | #VALUE!
0.016 | 55.313 | 0.0010147 | 9.4306 | 231.55 | 2449.8 | 231.57 | 2369.03 | 2600.6 | 0.77201 | 7.2126 | 7.9846 | #VALUE! | #VALUE! | #VALUE! | #VALUE! | #VALUE! | #VALUE! | #VALUE! | #VALUE! | #VALUE! | #VALUE! | #VALUE! | #VALUE! | #VALUE! | #VALUE! | #VALUE! | #VALUE! | #VALUE! | #VALUE! | #VALUE! | #VALUE! | #VALUE! | #VALUE!
0.018 | 57.798 | 0.001016 | 8.4431 | 241.95 | 2453 | 241.96 | 2363.04 | 2605 | 0.80355 | 7.1402 | 7.9437 | #VALUE! | #VALUE! | #VALUE! | #VALUE! | #VALUE! | #VALUE! | #VALUE! | #VALUE! | #VALUE! | #VALUE! | #VALUE! | #VALUE! | #VALUE! | #VALUE! | #VALUE! | #VALUE! | #VALUE! | #VALUE! | #VALUE! | #VALUE! | #VALUE! | #VALUE!
0.02 | 60.058 | 0.0010172 | 7.648 | 251.4 | 2456 | 251.42 | 2357.48 | 2608.9 | 0.83202 | 7.0752 | 7.9072 | #VALUE! | #VALUE! | #VALUE! | #VALUE! | #VALUE! | #VALUE! | #VALUE! | #VALUE! | #VALUE! | #VALUE! | #VALUE! | #VALUE! | #VALUE! | #VALUE! | #VALUE! | #VALUE! | #VALUE! | #VALUE! | #VALUE! | #VALUE! | #VALUE! | #VALUE!
0.03 | 69.095 | 0.0010222 | 5.2284 | 289.24 | 2467.7 | 289.27 | 2335.23 | 2624.5 | 0.94407 | 6.8234 | 7.7675 | #VALUE! | #VALUE! | #VALUE! | #VALUE! | #VALUE! | #VALUE! | #VALUE! | #VALUE! | #VALUE! | #VALUE! | #VALUE! | #VALUE! | #VALUE! | #VALUE! | #VALUE! | #VALUE! | #VALUE! | #VALUE! | #VALUE! | #VALUE! | #VALUE! | #VALUE!
0.04 | 75.857 | 0.0010264 | 3.993 | 317.58 | 2476.3 | 317.62 | 2318.48 | 2636.1 | 1.0261 | 6.6429 | 7.669 | #VALUE! | #VALUE! | #VALUE! | #VALUE! | #VALUE! | #VALUE! | #VALUE! | #VALUE! | #VALUE! | #VALUE! | #VALUE! | #VALUE! | #VALUE! | #VALUE! | #VALUE! | #VALUE! | #VALUE! | #VALUE! | #VALUE! | #VALUE! | #VALUE! | #VALUE!
0.06 | 85.926 | 0.0010331 | 2.7317 | 359.84 | 2489 | 359.91 | 2292.99 | 2652.9 | 1.1454 | 6.3857 | 7.5311 | #VALUE! | #VALUE! | #VALUE! | #VALUE! | #VALUE! | #VALUE! | #VALUE! | #VALUE! | #VALUE! | #VALUE! | #VALUE! | #VALUE! | #VALUE! | #VALUE! | #VALUE! | #VALUE! | #VALUE! | #VALUE! | #VALUE! | #VALUE! | #VALUE! | #VALUE!
0.08 | 93.486 | 0.0010385 | 2.0871 | 391.63 | 2498.2 | 391.71 | 2273.49 | 2665.2 | 1.233 | 6.2009 | 7.4339 | #VALUE! | #VALUE! | #VALUE! | #VALUE! | #VALUE! | #VALUE! | #VALUE! | #VALUE! | #VALUE! | #VALUE! | #VALUE! | #VALUE! | #VALUE! | #VALUE! | #VALUE! | #VALUE! | #VALUE! | #VALUE! | #VALUE! | #VALUE! | #VALUE! | #VALUE!
0.1 | 99.606 | 0.0010432 | 1.6939 | 417.4 | 2505.6 | 417.5 | 2257.4 | 2674.9 | 1.3028 | 6.056 | 7.3588 | #VALUE! | #VALUE! | #VALUE! | #VALUE! | #VALUE! | #VALUE! | #VALUE! | #VALUE! | #VALUE! | #VALUE! | #VALUE! | #VALUE! | #VALUE! | #VALUE! | #VALUE! | #VALUE! | #VALUE! | #VALUE! | #VALUE! | #VALUE! | #VALUE! | #VALUE!
0.12 | 104.78 | 0.0010473 | 1.4284 | 439.23 | 2511.7 | 439.36 | 2243.74 | 2683.1 | 1.3609 | 5.9368 | 7.2977 | #VALUE! | #VALUE! | #VALUE! | #VALUE! | #VALUE! | #VALUE! | #VALUE! | #VALUE! | #VALUE! | #VALUE! | #VALUE! | #VALUE! | #VALUE! | #VALUE! | #VALUE! | #VALUE! | #VALUE! | #VALUE! | #VALUE! | #VALUE! | #VALUE! | #VALUE!
0.14 | 109.29 | 0.001051 | 1.2366 | 458.27 | 2516.9 | 458.42 | 2231.58 | 2690 | 1.411 | 5.8351 | 7.2461 | #VALUE! | #VALUE! | #VALUE! | #VALUE! | #VALUE! | #VALUE! | #VALUE! | #VALUE! | #VALUE! | #VALUE! | #VALUE! | #VALUE! | #VALUE! | #VALUE! | #VALUE! | #VALUE! | #VALUE! | #VALUE! | #VALUE! | #VALUE! | #VALUE! | #VALUE!
0.16 | 113.3 | 0.0010544 | 1.0914 | 475.21 | 2521.4 | 475.38 | 2220.62 | 2696 | 1.4551 | 5.7463 | 7.2014 | #VALUE! | #VALUE! | #VALUE! | #VALUE! | #VALUE! | #VALUE! | #VALUE! | #VALUE! | #VALUE! | #VALUE! | #VALUE! | #VALUE! | #VALUE! | #VALUE! | #VALUE! | #VALUE! | #VALUE! | #VALUE! | #VALUE! | #VALUE! | #VALUE! | #VALUE!
0.18 | 116.91 | 0.0010576 | 0.97747 | 490.51 | 2525.5 | 490.7 | 2210.7 | 2701.4 | 1.4945 | 5.6676 | 7.1621 | #VALUE! | #VALUE! | #VALUE! | #VALUE! | #VALUE! | #VALUE! | #VALUE! | #VALUE! | #VALUE! | #VALUE! | #VALUE! | #VALUE! | #VALUE! | #VALUE! | #VALUE! | #VALUE! | #VALUE! | #VALUE! | #VALUE! | #VALUE! | #VALUE! | #VALUE!
0.2 | 120.21 | 0.0010605 | 0.88568 | 504.49 | 2529.1 | 504.7 | 2201.5 | 2706.2 | 1.5302 | 5.5967 | 7.1269 | #VALUE! | #VALUE! | #VALUE! | #VALUE! | #VALUE! | #VALUE! | #VALUE! | #VALUE! | #VALUE! | #VALUE! | #VALUE! | #VALUE! | #VALUE! | #VALUE! | #VALUE! | #VALUE! | #VALUE! | #VALUE! | #VALUE! | #VALUE! | #VALUE! | #VALUE!
0.3 | 133.52 | 0.0010732 | 0.60576 | 561.1 | 2543.2 | 561.43 | 2163.47 | 2724.9 | 1.6717 | 5.3199 | 6.9916 | #VALUE! | #VALUE! | #VALUE! | #VALUE! | #VALUE! | #VALUE! | #VALUE! | #VALUE! | #VALUE! | #VALUE! | #VALUE! | #VALUE! | #VALUE! | #VALUE! | #VALUE! | #VALUE! | #VALUE! | #VALUE! | #VALUE! | #VALUE! | #VALUE! | #VALUE!
0.4 | 143.61 | 0.0010836 | 0.46238 | 604.22 | 2553.1 | 604.65 | 2133.45 | 2738.1 | 1.7765 | 5.119 | 6.8955 | #VALUE! | #VALUE! | #VALUE! | #VALUE! | #VALUE! | #VALUE! | #VALUE! | #VALUE! | #VALUE! | #VALUE! | #VALUE! | #VALUE! | #VALUE! | #VALUE! | #VALUE! | #VALUE! | #VALUE! | #VALUE! | #VALUE! | #VALUE! | #VALUE! | #VALUE!
0.6 | 158.83 | 0.0011006 | 0.31558 | 669.72 | 2566.8 | 670.38 | 2085.72 | 2756.1 | 1.9308 | 4.8284 | 6.7592 | #VALUE! | #VALUE! | #VALUE! | #VALUE! | #VALUE! | #VALUE! | #VALUE! | #VALUE! | #VALUE! | #VALUE! | #VALUE! | #VALUE! | #VALUE! | #VALUE! | #VALUE! | #VALUE! | #VALUE! | #VALUE! | #VALUE! | #VALUE! | #VALUE! | #VALUE!
0.8 | 170.41 | 0.0011148 | 0.24034 | 719.97 | 2576 | 720.86 | 2047.44 | 2768.3 | 2.0457 | 4.6159 | 6.6616 | #VALUE! | #VALUE! | #VALUE! | #VALUE! | #VALUE! | #VALUE! | #VALUE! | #VALUE! | #VALUE! | #VALUE! | #VALUE! | #VALUE! | #VALUE! | #VALUE! | #VALUE! | #VALUE! | #VALUE! | #VALUE! | #VALUE! | #VALUE! | #VALUE! | #VALUE!
1 | 179.88 | 0.0011272 | 0.19436 | 761.39 | 2582.7 | 762.52 | 2014.58 | 2777.1 | 2.1381 | 4.4469 | 6.585 | #VALUE! | #VALUE! | #VALUE! | #VALUE! | #VALUE! | #VALUE! | #VALUE! | #VALUE! | #VALUE! | #VALUE! | #VALUE! | #VALUE! | #VALUE! | #VALUE! | #VALUE! | #VALUE! | #VALUE! | #VALUE! | #VALUE! | #VALUE! | #VALUE! | #VALUE!
1.2 | 187.96 | 0.0011385 | 0.16326 | 796.96 | 2587.8 | 798.33 | 1985.37 | 2783.7 | 2.2159 | 4.3058 | 6.5217 | #VALUE! | #VALUE! | #VALUE! | #VALUE! | #VALUE! | #VALUE! | #VALUE! | #VALUE! | #VALUE! | #VALUE! | #VALUE! | #VALUE! | #VALUE! | #VALUE! | #VALUE! | #VALUE! | #VALUE! | #VALUE! | #VALUE! | #VALUE! | #VALUE! | #VALUE!
1.4 | 195.04 | 0.0011489 | 0.14078 | 828.36 | 2591.8 | 829.97 | 1958.83 | 2788.8 | 2.2835 | 4.184 | 6.4675 | #VALUE! | #VALUE! | #VALUE! | #VALUE! | #VALUE! | #VALUE! | #VALUE! | #VALUE! | #VALUE! | #VALUE! | #VALUE! | #VALUE! | #VALUE! | #VALUE! | #VALUE! | #VALUE! | #VALUE! | #VALUE! | #VALUE! | #VALUE! | #VALUE! | #VALUE!
1.6 | 201.37 | 0.0011587 | 0.12374 | 856.6 | 2594.8 | 858.46 | 1934.34 | 2792.8 | 2.3435 | 4.0764 | 6.4199 | #VALUE! | #VALUE! | #VALUE! | #VALUE! | #VALUE! | #VALUE! | #VALUE! | #VALUE! | #VALUE! | #VALUE! | #VALUE! | #VALUE! | #VALUE! | #VALUE! | #VALUE! | #VALUE! | #VALUE! | #VALUE! | #VALUE! | #VALUE! | #VALUE! | #VALUE!
1.8 | 207.11 | 0.0011679 | 0.11037 | 882.37 | 2597.2 | 884.47 | 1911.43 | 2795.9 | 2.3975 | 3.98 | 6.3775 | #VALUE! | #VALUE! | #VALUE! | #VALUE! | #VALUE! | #VALUE! | #VALUE! | #VALUE! | #VALUE! | #VALUE! | #VALUE! | #VALUE! | #VALUE! | #VALUE! | #VALUE! | #VALUE! | #VALUE! | #VALUE! | #VALUE! | #VALUE! | #VALUE! | #VALUE!
2 | 212.38 | 0.0011767 | 0.099585 | 906.14 | 2599.1 | 908.5 | 1889.8 | 2798.3 | 2.4468 | 3.8922 | 6.339 | #VALUE! | #VALUE! | #VALUE! | #VALUE! | #VALUE! | #VALUE! | #VALUE! | #VALUE! | #VALUE! | #VALUE! | #VALUE! | #VALUE! | #VALUE! | #VALUE! | #VALUE! | #VALUE! | #VALUE! | #VALUE! | #VALUE! | #VALUE! | #VALUE! | #VALUE!
3 | 233.85 | 0.0012167 | 0.066664 | 1004.7 | 2603.2 | 1008.3 | 1794.9 | 2803.2 | 2.6455 | 3.5401 | 6.1856 | #VALUE! | #VALUE! | #VALUE! | #VALUE! | #VALUE! | #VALUE! | #VALUE! | #VALUE! | #VALUE! | #VALUE! | #VALUE! | #VALUE! | #VALUE! | #VALUE! | #VALUE! | #VALUE! | #VALUE! | #VALUE! | #VALUE! | #VALUE! | #VALUE! | #VALUE!
4 | 250.35 | 0.0012526 | 0.049776 | 1082.5 | 2601.7 | 1087.5 | 1713.3 | 2800.8 | 2.7968 | 3.2728 | 6.0696 | #VALUE! | #VALUE! | #VALUE! | #VALUE! | #VALUE! | #VALUE! | #VALUE! | #VALUE! | #VALUE! | #VALUE! | #VALUE! | #VALUE! | #VALUE! | #VALUE! | #VALUE! | #VALUE! | #VALUE! | #VALUE! | #VALUE! | #VALUE! | #VALUE! | #VALUE!
6 | 275.58 | 0.0013193 | 0.032448 | 1206 | 2589.9 | 1213.9 | 1570.7 | 2784.6 | 3.0278 | 2.8623 | 5.8901 | #VALUE! | #VALUE! | #VALUE! | #VALUE! | #VALUE! | #VALUE! | #VALUE! | #VALUE! | #VALUE! | #VALUE! | #VALUE! | #VALUE! | #VALUE! | #VALUE! | #VALUE! | #VALUE! | #VALUE! | #VALUE! | #VALUE! | #VALUE! | #VALUE! | #VALUE!
8 | 295.01 | 0.0013847 | 0.023526 | 1306.2 | 2570.5 | 1317.3 | 1441.4 | 2758.7 | 3.2081 | 2.5369 | 5.745 | #VALUE! | #VALUE! | #VALUE! | #VALUE! | #VALUE! | #VALUE! | #VALUE! | #VALUE! | #VALUE! | #VALUE! | #VALUE! | #VALUE! | #VALUE! | #VALUE! | #VALUE! | #VALUE! | #VALUE! | #VALUE! | #VALUE! | #VALUE! | #VALUE! | #VALUE!
10 | 311 | 0.0014526 | 0.01803 | 1393.5 | 2545.2 | 1408.1 | 1317.4 | 2725.5 | 3.3606 | 2.2554 | 5.616 | #VALUE! | #VALUE! | #VALUE! | #VALUE! | #VALUE! | #VALUE! | #VALUE! | #VALUE! | #VALUE! | #VALUE! | #VALUE! | #VALUE! | #VALUE! | #VALUE! | #VALUE! | #VALUE! | #VALUE! | #VALUE! | #VALUE! | #VALUE! | #VALUE! | #VALUE!
12 | 324.68 | 0.0015263 | 0.014264 | 1473.1 | 2514.3 | 1491.5 | 1193.9 | 2685.4 | 3.4967 | 1.9972 | 5.4939 | #VALUE! | #VALUE! | #VALUE! | #VALUE! | #VALUE! | #VALUE! | #VALUE! | #VALUE! | #VALUE! | #VALUE! | #VALUE! | #VALUE! | #VALUE! | #VALUE! | #VALUE! | #VALUE! | #VALUE! | #VALUE! | #VALUE! | #VALUE! | #VALUE! | #VALUE!
14 | 336.67 | 0.0016097 | 0.011485 | 1548.4 | 2477.1 | 1571 | 1066.9 | 2637.9 | 3.6232 | 1.7495 | 5.3727 | #VALUE! | #VALUE! | #VALUE! | #VALUE! | #VALUE! | #VALUE! | #VALUE! | #VALUE! | #VALUE! | #VALUE! | #VALUE! | #VALUE! | #VALUE! | #VALUE! | #VALUE! | #VALUE! | #VALUE! | #VALUE! | #VALUE! | #VALUE! | #VALUE! | #VALUE!
16 | 347.35 | 0.0017094 | 0.0093088 | 1622.3 | 2431.8 | 1649.7 | 931.1 | 2580.8 | 3.7457 | 1.5006 | 5.2463 | #VALUE! | #VALUE! | #VALUE! | #VALUE! | #VALUE! | #VALUE! | #VALUE! | #VALUE! | #VALUE! | #VALUE! | #VALUE! | #VALUE! | #VALUE! | #VALUE! | #VALUE! | #VALUE! | #VALUE! | #VALUE! | #VALUE! | #VALUE! | #VALUE! | #VALUE!
18 | 356.99 | 0.0018398 | 0.0075017 | 1699 | 2374.8 | 1732.1 | 777.7 | 2509.8 | 3.8718 | 1.2343 | 5.1061 | #VALUE! | #VALUE! | #VALUE! | #VALUE! | #VALUE! | #VALUE! | #VALUE! | #VALUE! | #VALUE! | #VALUE! | #VALUE! | #VALUE! | #VALUE! | #VALUE! | #VALUE! | #VALUE! | #VALUE! | #VALUE! | #VALUE! | #VALUE! | #VALUE! | #VALUE!
20 | 365.75 | 0.00204 | 0.0058652 | 1786.4 | 2295 | 1827.2 | 585.1 | 2412.3 | 4.0156 | 0.9158 | 4.9314 | #VALUE! | #VALUE! | #VALUE! | #VALUE! | #VALUE! | #VALUE! | #VALUE! | #VALUE! | #VALUE! | #VALUE! | #VALUE! | #VALUE! | #VALUE! | #VALUE! | #VALUE! | #VALUE! | #VALUE! | #VALUE! | #VALUE! | #VALUE! | #VALUE! | #VALUE!
22.064 | 373.95 | 0.0031056 | 0.0031056 | 2015.7 | 2015.7 | 2084.3 | 0 | 2084.3 | 4.407 | 0 | 4.407 | #VALUE! | #VALUE! | #VALUE! | #VALUE! | #VALUE! | #VALUE! | #VALUE! | #VALUE! | #VALUE! | #VALUE! | #VALUE! | #VALUE! | #VALUE! | #VALUE! | #VALUE! | #VALUE! | #VALUE! | #VALUE! | #VALUE! | #VALUE! | #VALUE! | #VALUE!
| (Source of table data: |  |  | NIST Chemistry WebBook |  |  | Accessed: Jan 2008)

## Temp_Sat
http://www.ohio.edu/mechanical/thermo/property_tables/H2O/ | [11 empty] | Calculated by X-Steam Tables | [10 empty] | Error (%)
Water Saturation Properties - Temperature Table | [11 empty] | (prepared by Akira Hoshino)
Temp | Pressure | volume (m^3/kg) |  | energy (kJ/kg) |  | enthalpy (kJ/kg) |  |  | entropy (kJ/kg.K)
deg C | MPa | vf | vg | uf | ug | hf | hfg | hg | sf | sfg | sg | MPa | vf | vg | uf | ug | hf | hfg | hg | sf | sfg | sg | MPa | vf | vg | uf | ug | hf | hfg | hg | sf | sfg | sg
0.01 | 0.00061165 | 0.0010002 | 205.99 | 0 | 2374.9 | 0.001 | 2500.899 | 2500.9 | 0 | 9.1555 | 9.1555 | #VALUE! | #VALUE! | #VALUE! | #VALUE! | #VALUE! | #VALUE! | #VALUE! | #VALUE! | #VALUE! | #VALUE! | #VALUE! | #VALUE! | #VALUE! | #VALUE! | #VALUE! | #VALUE! | #VALUE! | #VALUE! | #VALUE! | #VALUE! | #VALUE! | #VALUE!
5 | 0.00087258 | 0.0010001 | 147.01 | 21.019 | 2381.8 | 21.02 | 2489.08 | 2510.1 | 0.076254 | 8.9485 | 9.0248 | #VALUE! | #VALUE! | #VALUE! | #VALUE! | #VALUE! | #VALUE! | #VALUE! | #VALUE! | #VALUE! | #VALUE! | #VALUE! | #VALUE! | #VALUE! | #VALUE! | #VALUE! | #VALUE! | #VALUE! | #VALUE! | #VALUE! | #VALUE! | #VALUE! | #VALUE!
10 | 0.0012282 | 0.0010003 | 106.3 | 42.02 | 2388.6 | 42.021 | 2477.179 | 2519.2 | 0.15109 | 8.7487 | 8.8998 | #VALUE! | #VALUE! | #VALUE! | #VALUE! | #VALUE! | #VALUE! | #VALUE! | #VALUE! | #VALUE! | #VALUE! | #VALUE! | #VALUE! | #VALUE! | #VALUE! | #VALUE! | #VALUE! | #VALUE! | #VALUE! | #VALUE! | #VALUE! | #VALUE! | #VALUE!
15 | 0.0017058 | 0.0010009 | 77.875 | 62.98 | 2395.5 | 62.981 | 2465.319 | 2528.3 | 0.22446 | 8.5558 | 8.7803 | #VALUE! | #VALUE! | #VALUE! | #VALUE! | #VALUE! | #VALUE! | #VALUE! | #VALUE! | #VALUE! | #VALUE! | #VALUE! | #VALUE! | #VALUE! | #VALUE! | #VALUE! | #VALUE! | #VALUE! | #VALUE! | #VALUE! | #VALUE! | #VALUE! | #VALUE!
20 | 0.0023393 | 0.0010018 | 57.757 | 83.912 | 2402.3 | 83.914 | 2453.486 | 2537.4 | 0.29648 | 8.3695 | 8.666 | #VALUE! | #VALUE! | #VALUE! | #VALUE! | #VALUE! | #VALUE! | #VALUE! | #VALUE! | #VALUE! | #VALUE! | #VALUE! | #VALUE! | #VALUE! | #VALUE! | #VALUE! | #VALUE! | #VALUE! | #VALUE! | #VALUE! | #VALUE! | #VALUE! | #VALUE!
25 | 0.0031699 | 0.001003 | 43.337 | 104.83 | 2409.1 | 104.83 | 2441.67 | 2546.5 | 0.36722 | 8.1894 | 8.5566 | #VALUE! | #VALUE! | #VALUE! | #VALUE! | #VALUE! | #VALUE! | #VALUE! | #VALUE! | #VALUE! | #VALUE! | #VALUE! | #VALUE! | #VALUE! | #VALUE! | #VALUE! | #VALUE! | #VALUE! | #VALUE! | #VALUE! | #VALUE! | #VALUE! | #VALUE!
30 | 0.004247 | 0.0010044 | 32.878 | 125.73 | 2415.9 | 125.73 | 2429.77 | 2555.5 | 0.43675 | 8.0152 | 8.452 | #VALUE! | #VALUE! | #VALUE! | #VALUE! | #VALUE! | #VALUE! | #VALUE! | #VALUE! | #VALUE! | #VALUE! | #VALUE! | #VALUE! | #VALUE! | #VALUE! | #VALUE! | #VALUE! | #VALUE! | #VALUE! | #VALUE! | #VALUE! | #VALUE! | #VALUE!
35 | 0.005629 | 0.001006 | 25.205 | 146.63 | 2422.7 | 146.63 | 2417.87 | 2564.5 | 0.50513 | 7.8466 | 8.3517 | #VALUE! | #VALUE! | #VALUE! | #VALUE! | #VALUE! | #VALUE! | #VALUE! | #VALUE! | #VALUE! | #VALUE! | #VALUE! | #VALUE! | #VALUE! | #VALUE! | #VALUE! | #VALUE! | #VALUE! | #VALUE! | #VALUE! | #VALUE! | #VALUE! | #VALUE!
40 | 0.0073849 | 0.0010079 | 19.515 | 167.53 | 2429.4 | 167.53 | 2405.97 | 2573.5 | 0.5724 | 7.6831 | 8.2555 | #VALUE! | #VALUE! | #VALUE! | #VALUE! | #VALUE! | #VALUE! | #VALUE! | #VALUE! | #VALUE! | #VALUE! | #VALUE! | #VALUE! | #VALUE! | #VALUE! | #VALUE! | #VALUE! | #VALUE! | #VALUE! | #VALUE! | #VALUE! | #VALUE! | #VALUE!
45 | 0.009595 | 0.0010099 | 15.252 | 188.43 | 2436.1 | 188.43 | 2393.97 | 2582.4 | 0.63861 | 7.5247 | 8.1633 | #VALUE! | #VALUE! | #VALUE! | #VALUE! | #VALUE! | #VALUE! | #VALUE! | #VALUE! | #VALUE! | #VALUE! | #VALUE! | #VALUE! | #VALUE! | #VALUE! | #VALUE! | #VALUE! | #VALUE! | #VALUE! | #VALUE! | #VALUE! | #VALUE! | #VALUE!
50 | 0.012352 | 0.0010121 | 12.027 | 209.33 | 2442.7 | 209.34 | 2381.96 | 2591.3 | 0.70381 | 7.371 | 8.0748 | #VALUE! | #VALUE! | #VALUE! | #VALUE! | #VALUE! | #VALUE! | #VALUE! | #VALUE! | #VALUE! | #VALUE! | #VALUE! | #VALUE! | #VALUE! | #VALUE! | #VALUE! | #VALUE! | #VALUE! | #VALUE! | #VALUE! | #VALUE! | #VALUE! | #VALUE!
55 | 0.015762 | 0.0010146 | 9.5643 | 230.24 | 2449.3 | 230.26 | 2369.84 | 2600.1 | 0.76802 | 7.2218 | 7.9898 | #VALUE! | #VALUE! | #VALUE! | #VALUE! | #VALUE! | #VALUE! | #VALUE! | #VALUE! | #VALUE! | #VALUE! | #VALUE! | #VALUE! | #VALUE! | #VALUE! | #VALUE! | #VALUE! | #VALUE! | #VALUE! | #VALUE! | #VALUE! | #VALUE! | #VALUE!
60 | 0.019946 | 0.0010171 | 7.6672 | 251.16 | 2455.9 | 251.18 | 2357.62 | 2608.8 | 0.83129 | 7.0768 | 7.9081 | #VALUE! | #VALUE! | #VALUE! | #VALUE! | #VALUE! | #VALUE! | #VALUE! | #VALUE! | #VALUE! | #VALUE! | #VALUE! | #VALUE! | #VALUE! | #VALUE! | #VALUE! | #VALUE! | #VALUE! | #VALUE! | #VALUE! | #VALUE! | #VALUE! | #VALUE!
65 | 0.025042 | 0.0010199 | 6.1935 | 272.09 | 2462.4 | 272.12 | 2345.38 | 2617.5 | 0.89365 | 6.936 | 7.8296 | #VALUE! | #VALUE! | #VALUE! | #VALUE! | #VALUE! | #VALUE! | #VALUE! | #VALUE! | #VALUE! | #VALUE! | #VALUE! | #VALUE! | #VALUE! | #VALUE! | #VALUE! | #VALUE! | #VALUE! | #VALUE! | #VALUE! | #VALUE! | #VALUE! | #VALUE!
70 | 0.031201 | 0.0010228 | 5.0395 | 293.03 | 2468.9 | 293.07 | 2333.03 | 2626.1 | 0.95513 | 6.7989 | 7.754 | #VALUE! | #VALUE! | #VALUE! | #VALUE! | #VALUE! | #VALUE! | #VALUE! | #VALUE! | #VALUE! | #VALUE! | #VALUE! | #VALUE! | #VALUE! | #VALUE! | #VALUE! | #VALUE! | #VALUE! | #VALUE! | #VALUE! | #VALUE! | #VALUE! | #VALUE!
75 | 0.038595 | 0.0010258 | 4.1289 | 313.99 | 2475.2 | 314.03 | 2320.57 | 2634.6 | 1.0158 | 6.6654 | 7.6812 | #VALUE! | #VALUE! | #VALUE! | #VALUE! | #VALUE! | #VALUE! | #VALUE! | #VALUE! | #VALUE! | #VALUE! | #VALUE! | #VALUE! | #VALUE! | #VALUE! | #VALUE! | #VALUE! | #VALUE! | #VALUE! | #VALUE! | #VALUE! | #VALUE! | #VALUE!
80 | 0.047414 | 0.0010291 | 3.4052 | 334.96 | 2481.6 | 335.01 | 2307.99 | 2643 | 1.0756 | 6.5355 | 7.6111 | #VALUE! | #VALUE! | #VALUE! | #VALUE! | #VALUE! | #VALUE! | #VALUE! | #VALUE! | #VALUE! | #VALUE! | #VALUE! | #VALUE! | #VALUE! | #VALUE! | #VALUE! | #VALUE! | #VALUE! | #VALUE! | #VALUE! | #VALUE! | #VALUE! | #VALUE!
85 | 0.057867 | 0.0010324 | 2.8258 | 355.95 | 2487.8 | 356.01 | 2295.29 | 2651.3 | 1.1346 | 6.4088 | 7.5434 | #VALUE! | #VALUE! | #VALUE! | #VALUE! | #VALUE! | #VALUE! | #VALUE! | #VALUE! | #VALUE! | #VALUE! | #VALUE! | #VALUE! | #VALUE! | #VALUE! | #VALUE! | #VALUE! | #VALUE! | #VALUE! | #VALUE! | #VALUE! | #VALUE! | #VALUE!
90 | 0.070182 | 0.001036 | 2.3591 | 376.97 | 2494 | 377.04 | 2282.46 | 2659.5 | 1.1929 | 6.2852 | 7.4781 | #VALUE! | #VALUE! | #VALUE! | #VALUE! | #VALUE! | #VALUE! | #VALUE! | #VALUE! | #VALUE! | #VALUE! | #VALUE! | #VALUE! | #VALUE! | #VALUE! | #VALUE! | #VALUE! | #VALUE! | #VALUE! | #VALUE! | #VALUE! | #VALUE! | #VALUE!
95 | 0.084608 | 0.0010396 | 1.9806 | 398 | 2500 | 398.09 | 2269.51 | 2667.6 | 1.2504 | 6.1647 | 7.4151 | #VALUE! | #VALUE! | #VALUE! | #VALUE! | #VALUE! | #VALUE! | #VALUE! | #VALUE! | #VALUE! | #VALUE! | #VALUE! | #VALUE! | #VALUE! | #VALUE! | #VALUE! | #VALUE! | #VALUE! | #VALUE! | #VALUE! | #VALUE! | #VALUE! | #VALUE!
100 | 0.10142 | 0.0010435 | 1.6718 | 419.06 | 2506 | 419.17 | 2256.43 | 2675.6 | 1.3072 | 6.0469 | 7.3541 | #VALUE! | #VALUE! | #VALUE! | #VALUE! | #VALUE! | #VALUE! | #VALUE! | #VALUE! | #VALUE! | #VALUE! | #VALUE! | #VALUE! | #VALUE! | #VALUE! | #VALUE! | #VALUE! | #VALUE! | #VALUE! | #VALUE! | #VALUE! | #VALUE! | #VALUE!
110 | 0.14338 | 0.0010516 | 1.2093 | 461.26 | 2517.7 | 461.42 | 2229.68 | 2691.1 | 1.4188 | 5.8193 | 7.2381 | #VALUE! | #VALUE! | #VALUE! | #VALUE! | #VALUE! | #VALUE! | #VALUE! | #VALUE! | #VALUE! | #VALUE! | #VALUE! | #VALUE! | #VALUE! | #VALUE! | #VALUE! | #VALUE! | #VALUE! | #VALUE! | #VALUE! | #VALUE! | #VALUE! | #VALUE!
120 | 0.19867 | 0.0010603 | 0.89121 | 503.6 | 2528.9 | 503.81 | 2202.09 | 2705.9 | 1.5279 | 5.6012 | 7.1291 | #VALUE! | #VALUE! | #VALUE! | #VALUE! | #VALUE! | #VALUE! | #VALUE! | #VALUE! | #VALUE! | #VALUE! | #VALUE! | #VALUE! | #VALUE! | #VALUE! | #VALUE! | #VALUE! | #VALUE! | #VALUE! | #VALUE! | #VALUE! | #VALUE! | #VALUE!
130 | 0.27028 | 0.0010697 | 0.668 | 546.09 | 2539.5 | 546.38 | 2173.72 | 2720.1 | 1.6346 | 5.3918 | 7.0264 | #VALUE! | #VALUE! | #VALUE! | #VALUE! | #VALUE! | #VALUE! | #VALUE! | #VALUE! | #VALUE! | #VALUE! | #VALUE! | #VALUE! | #VALUE! | #VALUE! | #VALUE! | #VALUE! | #VALUE! | #VALUE! | #VALUE! | #VALUE! | #VALUE! | #VALUE!
140 | 0.36154 | 0.0010798 | 0.50845 | 588.77 | 2549.6 | 589.16 | 2144.24 | 2733.4 | 1.7392 | 5.1901 | 6.9293 | #VALUE! | #VALUE! | #VALUE! | #VALUE! | #VALUE! | #VALUE! | #VALUE! | #VALUE! | #VALUE! | #VALUE! | #VALUE! | #VALUE! | #VALUE! | #VALUE! | #VALUE! | #VALUE! | #VALUE! | #VALUE! | #VALUE! | #VALUE! | #VALUE! | #VALUE!
150 | 0.47616 | 0.0010905 | 0.39245 | 631.66 | 2559.1 | 632.18 | 2113.72 | 2745.9 | 1.8418 | 4.9953 | 6.8371 | #VALUE! | #VALUE! | #VALUE! | #VALUE! | #VALUE! | #VALUE! | #VALUE! | #VALUE! | #VALUE! | #VALUE! | #VALUE! | #VALUE! | #VALUE! | #VALUE! | #VALUE! | #VALUE! | #VALUE! | #VALUE! | #VALUE! | #VALUE! | #VALUE! | #VALUE!
160 | 0.61823 | 0.001102 | 0.30678 | 674.79 | 2567.8 | 675.47 | 2081.93 | 2757.4 | 1.9426 | 4.8065 | 6.7491 | #VALUE! | #VALUE! | #VALUE! | #VALUE! | #VALUE! | #VALUE! | #VALUE! | #VALUE! | #VALUE! | #VALUE! | #VALUE! | #VALUE! | #VALUE! | #VALUE! | #VALUE! | #VALUE! | #VALUE! | #VALUE! | #VALUE! | #VALUE! | #VALUE! | #VALUE!
170 | 0.79219 | 0.0011143 | 0.24259 | 718.2 | 2575.7 | 719.08 | 2048.82 | 2767.9 | 2.0417 | 4.6233 | 6.665 | #VALUE! | #VALUE! | #VALUE! | #VALUE! | #VALUE! | #VALUE! | #VALUE! | #VALUE! | #VALUE! | #VALUE! | #VALUE! | #VALUE! | #VALUE! | #VALUE! | #VALUE! | #VALUE! | #VALUE! | #VALUE! | #VALUE! | #VALUE! | #VALUE! | #VALUE!
180 | 1.0028 | 0.0011274 | 0.19384 | 761.92 | 2582.8 | 763.05 | 2014.15 | 2777.2 | 2.1392 | 4.4448 | 6.584 | #VALUE! | #VALUE! | #VALUE! | #VALUE! | #VALUE! | #VALUE! | #VALUE! | #VALUE! | #VALUE! | #VALUE! | #VALUE! | #VALUE! | #VALUE! | #VALUE! | #VALUE! | #VALUE! | #VALUE! | #VALUE! | #VALUE! | #VALUE! | #VALUE! | #VALUE!
190 | 1.2552 | 0.0011415 | 0.15636 | 806 | 2589 | 807.43 | 1977.87 | 2785.3 | 2.2355 | 4.2704 | 6.5059 | #VALUE! | #VALUE! | #VALUE! | #VALUE! | #VALUE! | #VALUE! | #VALUE! | #VALUE! | #VALUE! | #VALUE! | #VALUE! | #VALUE! | #VALUE! | #VALUE! | #VALUE! | #VALUE! | #VALUE! | #VALUE! | #VALUE! | #VALUE! | #VALUE! | #VALUE!
200 | 1.5549 | 0.0011565 | 0.12721 | 850.47 | 2594.2 | 852.27 | 1939.73 | 2792 | 2.3305 | 4.0997 | 6.4302 | #VALUE! | #VALUE! | #VALUE! | #VALUE! | #VALUE! | #VALUE! | #VALUE! | #VALUE! | #VALUE! | #VALUE! | #VALUE! | #VALUE! | #VALUE! | #VALUE! | #VALUE! | #VALUE! | #VALUE! | #VALUE! | #VALUE! | #VALUE! | #VALUE! | #VALUE!
210 | 1.9077 | 0.0011727 | 0.10429 | 895.39 | 2598.3 | 897.63 | 1899.67 | 2797.3 | 2.4245 | 3.9318 | 6.3563 | #VALUE! | #VALUE! | #VALUE! | #VALUE! | #VALUE! | #VALUE! | #VALUE! | #VALUE! | #VALUE! | #VALUE! | #VALUE! | #VALUE! | #VALUE! | #VALUE! | #VALUE! | #VALUE! | #VALUE! | #VALUE! | #VALUE! | #VALUE! | #VALUE! | #VALUE!
220 | 2.3196 | 0.0011902 | 0.086092 | 940.82 | 2601.2 | 943.58 | 1857.32 | 2800.9 | 2.5177 | 3.7663 | 6.284 | #VALUE! | #VALUE! | #VALUE! | #VALUE! | #VALUE! | #VALUE! | #VALUE! | #VALUE! | #VALUE! | #VALUE! | #VALUE! | #VALUE! | #VALUE! | #VALUE! | #VALUE! | #VALUE! | #VALUE! | #VALUE! | #VALUE! | #VALUE! | #VALUE! | #VALUE!
230 | 2.7971 | 0.001209 | 0.071503 | 986.81 | 2602.9 | 990.19 | 1812.71 | 2802.9 | 2.6101 | 3.6027 | 6.2128 | #VALUE! | #VALUE! | #VALUE! | #VALUE! | #VALUE! | #VALUE! | #VALUE! | #VALUE! | #VALUE! | #VALUE! | #VALUE! | #VALUE! | #VALUE! | #VALUE! | #VALUE! | #VALUE! | #VALUE! | #VALUE! | #VALUE! | #VALUE! | #VALUE! | #VALUE!
240 | 3.3469 | 0.0012295 | 0.059705 | 1033.4 | 2603.1 | 1037.6 | 1765.4 | 2803 | 2.702 | 3.4403 | 6.1423 | #VALUE! | #VALUE! | #VALUE! | #VALUE! | #VALUE! | #VALUE! | #VALUE! | #VALUE! | #VALUE! | #VALUE! | #VALUE! | #VALUE! | #VALUE! | #VALUE! | #VALUE! | #VALUE! | #VALUE! | #VALUE! | #VALUE! | #VALUE! | #VALUE! | #VALUE!
250 | 3.9762 | 0.0012517 | 0.050083 | 1080.8 | 2601.8 | 1085.8 | 1715.1 | 2800.9 | 2.7935 | 3.2786 | 6.0721 | #VALUE! | #VALUE! | #VALUE! | #VALUE! | #VALUE! | #VALUE! | #VALUE! | #VALUE! | #VALUE! | #VALUE! | #VALUE! | #VALUE! | #VALUE! | #VALUE! | #VALUE! | #VALUE! | #VALUE! | #VALUE! | #VALUE! | #VALUE! | #VALUE! | #VALUE!
260 | 4.6923 | 0.0012761 | 0.042173 | 1129 | 2598.7 | 1135 | 1661.6 | 2796.6 | 2.8849 | 3.1167 | 6.0016 | #VALUE! | #VALUE! | #VALUE! | #VALUE! | #VALUE! | #VALUE! | #VALUE! | #VALUE! | #VALUE! | #VALUE! | #VALUE! | #VALUE! | #VALUE! | #VALUE! | #VALUE! | #VALUE! | #VALUE! | #VALUE! | #VALUE! | #VALUE! | #VALUE! | #VALUE!
270 | 5.503 | 0.001303 | 0.035621 | 1178.1 | 2593.7 | 1185.3 | 1604.4 | 2789.7 | 2.9765 | 2.9539 | 5.9304 | #VALUE! | #VALUE! | #VALUE! | #VALUE! | #VALUE! | #VALUE! | #VALUE! | #VALUE! | #VALUE! | #VALUE! | #VALUE! | #VALUE! | #VALUE! | #VALUE! | #VALUE! | #VALUE! | #VALUE! | #VALUE! | #VALUE! | #VALUE! | #VALUE! | #VALUE!
280 | 6.4166 | 0.0013328 | 0.030153 | 1228.3 | 2586.4 | 1236.9 | 1543 | 2779.9 | 3.0685 | 2.7894 | 5.8579 | #VALUE! | #VALUE! | #VALUE! | #VALUE! | #VALUE! | #VALUE! | #VALUE! | #VALUE! | #VALUE! | #VALUE! | #VALUE! | #VALUE! | #VALUE! | #VALUE! | #VALUE! | #VALUE! | #VALUE! | #VALUE! | #VALUE! | #VALUE! | #VALUE! | #VALUE!
290 | 7.4418 | 0.0013663 | 0.025555 | 1279.9 | 2576.5 | 1290 | 1476.7 | 2766.7 | 3.1612 | 2.6222 | 5.7834 | #VALUE! | #VALUE! | #VALUE! | #VALUE! | #VALUE! | #VALUE! | #VALUE! | #VALUE! | #VALUE! | #VALUE! | #VALUE! | #VALUE! | #VALUE! | #VALUE! | #VALUE! | #VALUE! | #VALUE! | #VALUE! | #VALUE! | #VALUE! | #VALUE! | #VALUE!
300 | 8.5879 | 0.0014042 | 0.02166 | 1332.9 | 2563.6 | 1345 | 1404.6 | 2749.6 | 3.2552 | 2.4507 | 5.7059 | #VALUE! | #VALUE! | #VALUE! | #VALUE! | #VALUE! | #VALUE! | #VALUE! | #VALUE! | #VALUE! | #VALUE! | #VALUE! | #VALUE! | #VALUE! | #VALUE! | #VALUE! | #VALUE! | #VALUE! | #VALUE! | #VALUE! | #VALUE! | #VALUE! | #VALUE!
310 | 9.8651 | 0.0014479 | 0.018335 | 1387.9 | 2547.1 | 1402.2 | 1325.7 | 2727.9 | 3.351 | 2.2734 | 5.6244 | #VALUE! | #VALUE! | #VALUE! | #VALUE! | #VALUE! | #VALUE! | #VALUE! | #VALUE! | #VALUE! | #VALUE! | #VALUE! | #VALUE! | #VALUE! | #VALUE! | #VALUE! | #VALUE! | #VALUE! | #VALUE! | #VALUE! | #VALUE! | #VALUE! | #VALUE!
320 | 11.284 | 0.001499 | 0.015471 | 1445.3 | 2526 | 1462.2 | 1238.4 | 2700.6 | 3.4494 | 2.0878 | 5.5372 | #VALUE! | #VALUE! | #VALUE! | #VALUE! | #VALUE! | #VALUE! | #VALUE! | #VALUE! | #VALUE! | #VALUE! | #VALUE! | #VALUE! | #VALUE! | #VALUE! | #VALUE! | #VALUE! | #VALUE! | #VALUE! | #VALUE! | #VALUE! | #VALUE! | #VALUE!
330 | 12.858 | 0.0015606 | 0.012979 | 1505.8 | 2499.2 | 1525.9 | 1140.1 | 2666 | 3.5518 | 1.8904 | 5.4422 | #VALUE! | #VALUE! | #VALUE! | #VALUE! | #VALUE! | #VALUE! | #VALUE! | #VALUE! | #VALUE! | #VALUE! | #VALUE! | #VALUE! | #VALUE! | #VALUE! | #VALUE! | #VALUE! | #VALUE! | #VALUE! | #VALUE! | #VALUE! | #VALUE! | #VALUE!
340 | 14.601 | 0.0016376 | 0.010781 | 1570.6 | 2464.4 | 1594.5 | 1027.3 | 2621.8 | 3.6601 | 1.6755 | 5.3356 | #VALUE! | #VALUE! | #VALUE! | #VALUE! | #VALUE! | #VALUE! | #VALUE! | #VALUE! | #VALUE! | #VALUE! | #VALUE! | #VALUE! | #VALUE! | #VALUE! | #VALUE! | #VALUE! | #VALUE! | #VALUE! | #VALUE! | #VALUE! | #VALUE! | #VALUE!
350 | 16.529 | 0.00174 | 0.0088024 | 1642.1 | 2418.1 | 1670.9 | 892.7 | 2563.6 | 3.7784 | 1.4326 | 5.211 | #VALUE! | #VALUE! | #VALUE! | #VALUE! | #VALUE! | #VALUE! | #VALUE! | #VALUE! | #VALUE! | #VALUE! | #VALUE! | #VALUE! | #VALUE! | #VALUE! | #VALUE! | #VALUE! | #VALUE! | #VALUE! | #VALUE! | #VALUE! | #VALUE! | #VALUE!
360 | 18.666 | 0.0018954 | 0.0069493 | 1726.3 | 2351.8 | 1761.7 | 719.8 | 2481.5 | 3.9167 | 1.1369 | 5.0536 | #VALUE! | #VALUE! | #VALUE! | #VALUE! | #VALUE! | #VALUE! | #VALUE! | #VALUE! | #VALUE! | #VALUE! | #VALUE! | #VALUE! | #VALUE! | #VALUE! | #VALUE! | #VALUE! | #VALUE! | #VALUE! | #VALUE! | #VALUE! | #VALUE! | #VALUE!
370 | 21.044 | 0.0022152 | 0.0049544 | 1844.1 | 2230.3 | 1890.7 | 443.8 | 2334.5 | 4.1112 | 0.69 | 4.8012 | #VALUE! | #VALUE! | #VALUE! | #VALUE! | #VALUE! | #VALUE! | #VALUE! | #VALUE! | #VALUE! | #VALUE! | #VALUE! | #VALUE! | #VALUE! | #VALUE! | #VALUE! | #VALUE! | #VALUE! | #VALUE! | #VALUE! | #VALUE! | #VALUE! | #VALUE!
373.95 | 22.064 | 0.0031056 | 0.0031056 | 2015.7 | 2015.7 | 2084.3 | 0 | 2084.3 | 4.407 | 0 | 4.407 | #VALUE! | #VALUE! | #VALUE! | #VALUE! | #VALUE! | #VALUE! | #VALUE! | #VALUE! | #VALUE! | #VALUE! | #VALUE! | #VALUE! | #VALUE! | #VALUE! | #VALUE! | #VALUE! | #VALUE! | #VALUE! | #VALUE! | #VALUE! | #VALUE! | #VALUE!
| (Source of table data: |  |  | NIST Chemistry WebBook |  |  | Accessed: Jan 2008)

## Properties
X Steam Tables
Excel macros, IF-97 Steam tables. |  | The excel scripts are stored inside this workbook. A complete list of functions for use is available on the "Calling functions" worksheet
By: Magnus Holmgren |  | The steam tables are free and provided as is. We take no responsibilities for any errors in the code or damage thereby.
www.x-eng.com |  | OBS: This workbook uses macros. Set security options in Tools:Macro:Security… to enable macros.
Saturation properties given temperature |  |  | Saturation properties given pressure
Temperature | 120 | °C | Pressure | 12.57 | bar a
Saturation pressure | #VALUE! | bar a | Saturation temperature | #VALUE! | °C
Liquid |  |  | Liquid
Enthalpy | #VALUE! | kJ/kg | Enthalpy | #VALUE! | kJ/kg
Density | #VALUE! | kg/m3 | Density | #VALUE! | kg/m3
Entropy | #VALUE! | kJ/kgK | Entropy | #VALUE! | kJ/kgK
Vapour |  |  | Vapour
Vapour enthalpy | #VALUE! | kJ/kg | Vapour enthalpy | #VALUE! | kJ/kg
Vapour density | #VALUE! | kg/m3 | Vapour density | #VALUE! | kg/m3
Vapour Entropy | #VALUE! | kJ/kgK | vapour Entropy | #VALUE! | kJ/kgK
Evaporation energy | #VALUE! | kJ/kg | Evaporation energy | #VALUE! | kJ/kg
Properties given pressure and temperature |  |  | Properties given pressure and enthalpy
Pressure | 1 | bar a | Pressure | 12.57 | bar a
Temperature | 100 | °C | Enthalpy | 2788 | kJ/kg
Enthalpy | #VALUE! | kJ/kg | Temperature | #VALUE! | °C
Density | #VALUE! | kg/m3 | Density | #VALUE! | kg/m3
Entropy | #VALUE! | kJ/kgK | Entropy | #VALUE! | kJ/kgK
Vapour fraction | #VALUE! | % | Vapour fraction | #VALUE! | %
IF97 Region | #VALUE! |  | IF97 Region | #VALUE!
Phase | #VALUE! |  | Phase | #VALUE!
Isobaric heat capacity | #VALUE! | kJ/kg | Isobaric heat capacity | #VALUE! | kJ/kg
Speed of sound | #VALUE! | m/s | Speed of sound | #VALUE! | m/s

## Functions
X Steam Tables |  |  | v2.6 | http://www.x-eng.com
Steam tables by Magnus Holmgren according to IAPWS IF-97
The excel scripts are stored inside this workbook. (No extra files are needed. Start from a copy of this workbook. This page can be removed)
For error-reporting, feedback, other units etc. contact: |  |  |  |  | magnus@x-eng.com
The steam tables are free and provided as is. We take no responsibilities for any errors in the code or damage thereby.
OBS: This workbook uses macros. Set security options in Tools:Macro:Security… to enable macros.
Temperature
Tsat_p | 1 | bar |  |  | #VALUE! | °C | Saturation temperature
T_ph | 1 | bar | 100 | kJ/kg | #VALUE! | °C | Temperture as a function of pressure and enthalpy
T_ps | 1 | bar | 1 | kJ/(kg K) | #VALUE! | °C | Temperture as a function of pressure and entropy
T_hs | 100 | kJ/kg | 0.2 | kJ/(kg K) | #VALUE! | °C | Temperture as a function of enthalpy and entropy
Pressure
psat_T | 100 | °C |  |  | #VALUE! | bar | Saturation pressure
p_hs | 84 | kJ/kg | 0.296 | kJ/(kg K) | #VALUE! | bar | Pressure as a function of h and s.
p_hrho | 2000 | kJ/kg | 5 | kg/m3 | #VALUE! | bar | Pressure as a function of h and rho (density). Very unaccurate for solid water region since it's almost incompressible!
Enthalpy
hV_p | 1 | bar |  |  | #VALUE! | kJ/kg | Saturated vapour enthalpy
hL_p | 1 | bar |  |  | #VALUE! | kJ/kg | Saturated liquid enthalpy
hV_T | 100 | °C |  |  | #VALUE! | kJ/kg | Saturated vapour enthalpy
hL_T | 100 | °C |  |  | #VALUE! | kJ/kg | Saturated liquid enthalpy
h_pT | 1 | bar | 20 | °C | #VALUE! | kJ/kg | Entalpy as a function of pressure and temperature.
h_ps | 1 | bar | 1 | kJ/(kg K) | #VALUE! | kJ/kg | Entalpy as a function of pressure and entropy.
h_px | 1 | bar | 0.5 |  | #VALUE! | kJ/kg | Entalpy as a function of pressure and vapour fraction
h_Tx | 100 | °C | 0.5 |  | #VALUE! | kJ/kg | Entalpy as a function of temperature and vapour fraction
h_prho | 1 | bar | 2 | kg/m3 | #VALUE! | kJ/kg | Entalpy as a function of pressure and density. Observe for low temperatures (liquid) this equation has 2 solutions. (Not valid!!)
Specific volume
vV_p | 1 | bar |  |  | #VALUE! | m3/kg | Saturated vapour volume
vL_p | 1 | bar |  |  | #VALUE! | m3/kg | Saturated liquid volume
vV_T | 100 | °C |  |  | #VALUE! | m3/kg | Saturated vapour volume
vL_T | 100 | °C |  |  | #VALUE! | m3/kg | Saturated liquid volume
v_pT | 1 | bar | 100 | °C | #VALUE! | m3/kg | Specific volume as a function of pressure and temperature.
v_ph | 1 | bar | 1000 | kJ/kg | #VALUE! | m3/kg | Specific volume as a function of pressure and enthalpy
v_ps | 1 | bar | 5 | kJ/(kg K) | #VALUE! | m3/kg | Specific volume as a function of pressure and entropy.
Density
rhoV_p | 1 | bar |  |  | #VALUE! | kg/m3 | Saturated vapour density
rhoL_p | 1 | bar |  |  | #VALUE! | kg/m3 | Saturated liquid density
rhoV_T | 100 | °C |  |  | #VALUE! | kg/m3 | Saturated vapour density
rhoL_T | 100 | °C |  |  | #VALUE! | kg/m3 | Saturated liquid density
rho_pT | 1 | bar | 100 | °C | #VALUE! | kg/m3 | Density as a function of pressure and temperature.
rho_ph | 1 | bar | 1000 | kJ/kg | #VALUE! | kg/m3 | Density as a function of pressure and enthalpy
rho_ps | 1 | bar | 1 | kJ/(kg K) | #VALUE! | kg/m3 | Density as a function of pressure and entropy.
Specific entropy
sV_p | 0.006117 | bar |  |  | #VALUE! | kJ/(kg K) | Saturated vapour entropy
sL_p | 0.0061171 | bar |  |  | #VALUE! | kJ/(kg K) | Saturated liquid entropy
sV_T | 0.0001 | °C |  |  | #VALUE! | kJ/(kg K) | Saturated vapour entropy
sL_T | 100 | °C |  |  | #VALUE! | kJ/(kg K) | Saturated liquid entropy
s_pT | 1 | bar | 20 | °C | #VALUE! | kJ/(kg K) | Specific entropy as a function of pressure and temperature (Returns saturated vapour entalpy if mixture.)
s_ph | 1 | bar | #VALUE! | kJ/kg | #VALUE! | kJ/(kg K) | Specific entropy as a function of pressure and enthalpy
Specific internal energy
uV_p | 1 | bar |  |  | #VALUE! | kJ/kg | Saturated vapour internal energy
uL_p | 1 | bar |  |  | #VALUE! | kJ/kg | Saturated liquid internal energy
uV_T | 100 | °C |  |  | #VALUE! | kJ/kg | Saturated vapour internal energy
uL_T | 100 | °C |  |  | #VALUE! | kJ/kg | Saturated liquid internal energy
u_pT | 1 | bar | 100 | °C | #VALUE! | kJ/kg | Specific internal energy as a function of pressure and temperature.
u_ph | 1 | bar | 1000 | kJ/kg | #VALUE! | kJ/kg | Specific internal energy as a function of pressure and enthalpy
u_ps | 1 | bar | 1 | kJ/(kg K) | #VALUE! | kJ/kg | Specific internal energy as a function of pressure and entropy.
Specific isobaric heat capacity
CpV_p | 1 | bar |  |  | #VALUE! | kJ/(kg°C) | Saturated vapour heat capacity
CpL_p | 1 | bar |  |  | #VALUE! | kJ/(kg°C) | Saturated liquid heat capacity
CpV_T | 100 | °C |  |  | #VALUE! | kJ/(kg°C) | Saturated vapour heat capacity
CpL_T | 100 | °C |  |  | #VALUE! | kJ/(kg°C) | Saturated liquid heat capacity
Cp_pT | 1 | bar | 100 | °C | #VALUE! | kJ/(kg°C) | Specific isobaric heat capacity as a function of pressure and temperature.
Cp_ph | 1 | bar | 200 | kJ/kg | #VALUE! | kJ/(kg°C) | Specific isobaric heat capacity as a function of pressure and enthalpy
Cp_ps | 1 | bar | 1 | kJ/(kg K) | #VALUE! | kJ/(kg°C) | Specific isobaric heat capacity as a function of pressure and entropy.
Specific isochoric heat capacity
CvV_p | 1 | bar |  |  | #VALUE! | kJ/(kg°C) | Saturated vapour isochoric heat capacity
CvL_p | 1 | bar |  |  | #VALUE! | kJ/(kg°C) | Saturated liquid isochoric heat capacity
CvV_T | 100 | °C |  |  | #VALUE! | kJ/(kg°C) | Saturated vapour isochoric heat capacity
CvL_T | 100 | °C |  |  | #VALUE! | kJ/(kg°C) | Saturated liquid isochoric heat capacity
Cv_pT | 1 | bar | 100 | °C | #VALUE! | kJ/(kg°C) | Specific isochoric heat capacity as a function of pressure and temperature.
Cv_ph | 1 | bar | 200 | kJ/kg | #VALUE! | kJ/(kg°C) | Specific isochoric heat capacity as a function of pressure and enthalpy
Cv_ps | 1 | bar | 1 | kJ/(kg K) | #VALUE! | kJ/(kg°C) | Specific isochoric heat capacity as a function of pressure and entropy.
Speed of sound
wV_p | 1 | bar |  |  | #VALUE! | m/s | Saturated vapour speed of sound
wL_p | 1 | bar |  |  | #VALUE! | m/s | Saturated liquid speed of sound
wV_T | 100 | °C |  |  | #VALUE! | m/s | Saturated vapour speed of sound
wL_T | 100 | °C |  |  | #VALUE! | m/s | Saturated liquid speed of sound
w_pT | 1 | bar | 100 | °C | #VALUE! | m/s | Speed of sound as a function of pressure and temperature.
w_ph | 1 | bar | 200 | kJ/kg | #VALUE! | m/s | Speed of sound as a function of pressure and enthalpy
w_ps | 1 | bar | 1 | kJ/(kg K) | #VALUE! | m/s | Speed of sound as a function of pressure and entropy.
Dynamic Viscosity
Viscosity is not part of IAPWS Steam IF97. Equations from "Revised Release on the IAPWS Formulation 1985 for the Viscosity of Ordinary Water Substance", 2003 are used.
Viscosity in the mixed region (4) is interpolated according to the density. This is not true since it will be two fases.
my_pT | 1 | bar | 100 | °C | #VALUE! | Pa s | Viscosity as a function of pressure and temperature.
my_ph | 1 | bar | 100 | kJ/kg | #VALUE! | Pa s | Viscosity as a function of pressure and enthalpy
my_ps | 1 | bar | 1 | kJ/(kg K) | #VALUE! | Pa s | Viscosity as a function of pressure and entropy.
Prandtl
Calcualted as Cp*my/tc
pr_pT | 1 | bar | 200 | °C | #VALUE! | -
pr_ph | 1 | bar | 2875.4751 | kJ/kg | #VALUE! | -
Thermal Conductivity
Revised release on the IAPS Formulation 1985 for the Thermal Conductivity of ordinary water substance (IAPWS 1998)
tcL_p | 100 | bar |  |  | #VALUE! | W/(m K) | Saturated vapour thermal conductivity
tcV_p | 1 | bar |  |  | #VALUE! | W/(m K) | Saturated liquid thermal conductivity
tcL_T | 100 | °C |  |  | #VALUE! | W/(m K) | Saturated vapour thermal conductivity
tcV_T | 100 | °C |  |  | #VALUE! | W/(m K) | Saturated liquid thermal conductivity
tc_pT | 100 | bar | 350 | °C | #VALUE! | W/(m K) | Thermal conductivity as a function of pressure and temperature.
tc_ph | 1 | bar | 350 | kJ/(kg K) | #VALUE! | W/(m K) | Thermal conductivity as a function of pressure and enthalpy
tc_hs | 100 | kJ/(kg K) | 0.34 | kJ/(kg K) | #VALUE! | W/(m K) | Thermal conductivity as a function of enthalpy and entropy
Surface Tension
IAPWS Release on Surface Tension of Ordinary Water Substance, September 1994
st_T | 100 | °C |  |  | #VALUE! | N/m | Surface tension for two phase water/steam as a function of T
st_p | 1 | bar |  |  | #VALUE! | N/m | Surface tension for two phase water/steam as a function of T
Vapour fraction
x_ph | 1 | bar | 1000 | kJ/kg | #VALUE! |  | Vapour fraction as a function of pressure and enthalpy
x_ps | 1 | bar | 4 | kJ/(kg K) | #VALUE! |  | Vapour fraction as a function of pressure and entropy.
Vapour Volume Fraction
Observe that vapour volume fraction is very sensitive. Vapour volume is about 1000 times greater than liquid volume and therfore vapour volume fraction
gets close to the accurancy of steam IF-97
vx_ph | 1 | bar | 418 | kJ/kg | #VALUE! |  | Vapour volume fraction as a function of pressure and enthalpy
vx_ps | 1 | bar | 4 | kJ/(kg K) | #VALUE! |  | Vapour volume fraction as a function of pressure and entropy.
Version history
News in V2.6
* Error in valid region for function tc_ptrho
* Error in function h3_pt for temperatures near the saturation point.
News in V2.5
* DLL distrubution for use in other applications
* Freebasic translation
* Fixed small error in Cv Region 5 p>1000bar
News in V2.4a
* ToSIUnit for h_ps region 4. (No effect in SI unit version).
News in V2.4
* Functions by p,rho inplemented in matlab also.
* Many missing ; in matlab causing printouts detected.
* OpenOffice version introduced. (Fixed calculation differences in open office and excel)
* Matlab error giving varaible undefined in some backwards solutions fixed.
News in V2.3
* Option Explicit, gives more efficient calculations.
* Extensive testing
* my_ph not defined in region 4.
* Problems at region border for h4V_p to adress solver problems at the exact border.
* Problem at fast border check in region_ph fixed.
News in V2.2
* Extensive testing
* Fixed error in Cp_ph
* Function p_hrho added. (Very good for calcualting pressure when heating a volume with water/steam mixture.)
* Fixed error in T_hs return no value for vet region bellow the water saturation line.
* Prandtl number added
News in V2.1
* Calling function h_prho
* Fixed problem with Cv reporting NaN in region 5.
* Equivivalent to the Matlab version. (Downloadable from www.x-eng.com)
News in V2
* Calling functions of h and s added.
* Thermal conductivity, Surface tension added
* Calling functions h_px and h_tx added.
* Cp, Cv and w undefined in the mixed region. (Before interpolation with the vapor fraction was used.)
* A work sheet "Properties" for simple lookups added.

## Introduction
Introduction to IAPWS-IF97 |  |  |  |  | (prepared by Akira Hoshino)
| Reference : |  | cheresources.com
| The original Excel X-Steam Table was downloaded from |  |  | myChemE
IAPWS-IF97 uses some property constants of water for evaluating the equations for the thermodynamic properties.
The reference values of these constants are as follows.
The value of the specific gas constant
R = 0.461 526 kJ/(kg K)
results from the recommended value of the molar gas constant
Rm = 8.314 51 kJ/(kmol K)
and the molecular weight of ordinary water
M = 18.015 257 kg/kmol
Values of the critical temperature, critical pressure and critical density are taken as
Tc = 647.096 K pc = 220.64 bar ?c = 322 kg/m3
The triple-point temperature as defined in the International Temperature Scale of 1990 (ITS-90) is
Tt = 273.16 K = 0.01 °C
and the corresponding pressure at the triple point
pt = 611.657 Pa
Finally, the temperature at the normal boiling point (at a pressure of 1.013 25 bar) is
Tb = 373.1243 K = 99.9743 °C
Equations of IAPWS-IF97
The IAPWS Industrial Formulation 1997 (IAPWS-IF97 ) consists of a set of equations for different five regions (see Figure 1)
which cover the following range of validity:
273.15 =< T =< 1073.15 K p =< 100 MPa
1073.15 < T =< 2273.15 K p =< 50 MPa
region 1 for the liquid state from low to high pressures,
region 2 for the vapor and ideal gas state,
region 3 for the thermodynamic state around the critical point,
region 4 for the saturation curve (vapor-liquid equilibrium),
region 5 for high temperatures above 1073.15 K (800 °C) and pressures up to 10 MPa (100 bar).
This version of "X Steam Tables" is based on the above IAPWS-IF97 but not on IAPWS-IF97 Revised Release that covers
the upper range of validity of IAPWS-IF97 in pressure from 10 MPa to 50 Mpa for temperatures between 1073 K and 2273 K.
Help menus of Macro User Defined Functions in "X Steam Tables" have been prepared by Akira Hoshino.